## Calculator
●
[8 empty] | Calculator | [20 empty] | Climate Zone check
Result
Home details |  |  |  |  | Net equivalent energy usage |  |  |  |  | Hand Calc |  |  |  | #N/A | #N/A
[10 empty] | Net equivalent energy usage | [20 empty] | ACT | 7 | ACT |  | ACT |  | ACT |  | ACT |  | ACT
| Your Project Name | [12 empty] | CZ/State | [6 empty] | 1 | ACT |  | Option 1 (net-zero) | Evaporative |  |  |  | ` | #N/A | NSW | 2 | NSW | 4 | NSW | 5 | NSW | 6 | NSW | 7 | NSW | 8
| State/Territory |  |  |  | Allowance |  |  |  | Allowance | #VALUE! | #VALUE! |  |  | '-' | [6 empty] | 2 (SOU only) | NSW |  | Option 2 (net-zero ready) | Ducted heat pump |  |  |  |  | #N/A | NT | 1 | NT | 3 | NT |  | NT |  | NT |  | NT
| NCC Climate zone |  |  | < Help | [17 empty] | NT |  | Ducted gas | Non-ducted heat pump |  |  |  |  | #N/A | QLD | 1 | QLD | 2 | QLD | 3 | QLD | 5 | QLD |  | QLD
| Total Floor area (m2) |  |  | < Help | Actual | #N/A | #N/A |  | Actual | #N/A | #N/A | [8 empty] | False added to the Vlookup expression |  | QLD |  | Non-ducted gas | Other |  |  |  |  | #N/A | SA | 4 | SA | 5 | SA | 6 | SA |  | SA |  | SA
| NCC Building classification | [12 empty] | EF |  |  |  | EW |  |  |  | SA |  | Ducted heat pump | Electric storage (standard) |  |  |  |  | #N/A | TAS | 7 | TAS | 8 | TAS |  | TAS |  | TAS |  | TAS
[18 empty] | #N/A |  |  |  | TAS |  | Non-ducted heat pump | Electric storage (off peak) |  |  |  |  | #N/A | VIC | 4 | VIC | 6 | VIC | 7 | VIC | 8 | VIC |  | VIC
Equipment details | [21 empty] | VIC |  | Panel electric resistance | Heat pump (standard) | [5 empty] | WA | 1 | WA | 3 | WA | 4 | WA | 5 | WA | 6 | WA
Space heating/cooling |  |  |  |  | Pools and spas | [16 empty] | WA |  | Slab electric resistance | Heat pump (off peak)
[14 empty] | Area Factor | Adjusted area | [8 empty] | Wood heater | Solar electric |  | < changed from: Solar electric (standard) |  |  | 0
|  |  | If using a heat pump specify rating type > | [10 empty] | 0.0123 | 0 | [8 empty] | Other | Gas storage |  |  |  |  | 5
[10 empty] | Check Values | [14 empty] | Gas instantaneous
|  | Type | [11 empty] | Ep (pool) |  | State no | Round star rating |  | Fp | [5 empty] | Solar gas
| Main space conditioning - HEATING |  |  |  |  | Pool volume (L) | [7 empty] | 0 |  | #N/A | 0 |  | #N/A
|  |  |  | < Help | Pool pump star rating |  |  |  |  | #N/A
|  | Type | [11 empty] | Es Spa pump PV requirement
| Main space conditioning - COOLING |  |  | #N/A | [9 empty] | #N/A | #N/A
|  |  |  | < Help |  | Spa volume (L)
Changed fields - will now return an error if option is not found
Water heating |  |  |  |  | Photovoltaics
[15 empty] | F | AF |  |  |  | FALSE
| Main water heater type |  |  |  | Photovoltaic capacity (kW) | [9 empty] | <50 | 0.0123 |  |  |  | FALSE
[14 empty] | 50 | 50-59 | 0.0119
[14 empty] | 60 | 60-69 | 0.0116 | [8 empty] | #N/A |  |  | #N/A
Notes: | [13 empty] | 70 | 70-79 | 0.0113 |  |  |  | #N/A | #N/A |  |  |  | #N/A
1. This calculator automates the NCC whole-of-home energy usage requirements (Part 13.6 of the ABCB Housing Provisions and J3D14 of NCC Volume One). | [13 empty] | 80 | 80-89 | 0.0111 | < line was missing
2. For the purposes of this calculator, floor area is measured within the inside face of the external walls of the sole-occupancy unit (SOU) and includes any conditioned attached Class 10a part. | [10 empty] | Heating Gas star list | Heating'Heat pump star list |  | 90 | 90-99 | 0.0108
[11 empty] | < 3 | < 2.25 |  | 100 | 100-109 | 0.0106 |  |  |  | Ducted Gas<3 | 6 |  |  |  | Evaporative | 0 | Evaporative
[11 empty] | 3 to < 4.5 | 2.25 to < 3 |  | 110 | 110-119 | 0.0105 |  |  |  | Ducted Gas<3 | 6 |  |  |  | Ducted Heat Pump<2.25 | 1 | HP - Ducted < 3 stars (< 2.25)
IMPORTANT NOTICE AND DISCLAIMER IN RESPECT OF THIS CALCULATOR: By accessing or using this calculator, you agree to the following: The ABCB (as the Commonwealth of Australia acting on behalf of the Commonwealth of Australia, the State of New South Wales, the State of Queensland, the State of Victoria, the State of South Australia, the State of Tasmania, the State of Western Australia, the Australian Capital Territory and the Northern Territory) provides the calculator for general information purposes only. While we make every effort to ensure that information provided is accurate and up to date, such information does in no way constitute the provision of professional advice. The ABCB does not provide any warranties in relation to the accuracy, currency, reliability or completeness of any information provided by the ABCB. The ABCB accepts no responsibility or liability for any damage, loss, or expense incurred by you or anyone else that arises out of reliance on any information provided by the ABCB. You should make your own independent inquiries, undertake your own due diligence, and obtain your own independent professional advice prior to relying on, or making any decisions in relation to any information provided by the ABCB. | [10 empty] | 4.5 to < 6 | 3 to < 3.75 |  | 120 | 120-129 | 0.0103 |  |  |  | Ducted Gas<4.5 | 16 |  |  |  | Ducted Heat Pump<3 | 2 | HP - Ducted < 4.5 stars (< 3)
|  | © Commonwealth of Australia and the States and Territories of Australia 2023, published by the Australian Building Codes Board. The material in this publication is licensed under a Creative Commons Attribution—4.0 International licence, with the exception of third party materials and any trade marks. It is provided for general information only and without warranties of any kind. More information on this CC BY licence is set out at the Creative Commons website. For information regarding this publication, see abcb.gov.au. | [8 empty] | ≥ 6 | ≥ 3.75 |  | 130 | 130-139 | 0.0101 |  |  |  | Ducted Gas<6 | 26 |  |  |  | Ducted Heat Pump<3.75 | 3 | HP - Ducted < 6 stars (< 3.75)
[14 empty] | 140 | 140-149 | 0.01 |  |  |  | Ducted Gas>6 | 36 |  |  |  | Ducted Heat Pump>3.75 | 4 | HP - Ducted ≥ 6 stars (≥ 3.75)
[14 empty] | 150 | 150-159 | 0.0099 |  |  |  | Non-ducted Gas<3 | 46 |  |  |  | Non-ducted Heat Pump<2.25 | 5 | HP - Non-Ducted < 3 stars (< 2.25)
[14 empty] | 160 | 160-169 | 0.0097 |  |  |  | Non-ducted Gas<4.5 | 56 |  |  |  | Non-ducted Heat Pump<3 | 6 | HP - Non-Ducted < 4.5 stars (< 3)
[11 empty] | Heating Drop down star list |  |  | 170 | 170-179 | 0.0096 |  |  |  | Non-ducted Gas<6 | 66 |  |  |  | Non-ducted Heat Pump<3.75 | 7 | HP - Non-Ducted < 6 stars (< 3.75)
[11 empty] | NA |  |  | 180 | 180-189 | 0.0095 |  |  |  | Non-ducted Gas>6 | 76 |  |  |  | Non-ducted Heat Pump>3.75 | 8 | HP - Non-Ducted ≥ 6 stars (≥ 3.75)
[11 empty] | NA |  |  | 190 | 190-199 | 0.0094 |  |  |  | Ducted Heat Pump<2.25 | 92 |  |  |  | Other | 9 | Other or None Specified
[11 empty] | NA |  |  | 200 | 200-209 | 0.0093 |  |  |  | Ducted Heat Pump<3 | 102
[11 empty] | NA |  |  | 210 | 210-219 | 0.0092 |  |  |  | Ducted Heat Pump<3.75 | 112
[14 empty] | 220 | 220-229 | 0.0091 |  |  |  | Ducted Heat Pump>3.75 | 122 |  |  |  | Electric Storage (standard) | 2
[11 empty] | 4 |  |  | 230 | 230-239 | 0.009 |  |  |  | Non-ducted Heat Pump<2.25 | 132 |  |  |  | Electric Storage (off peak) | 3
[11 empty] | 44 |  |  | 240 | 240-249 | 0.009 |  |  |  | Non-ducted Heat Pump<3 | 142 |  |  |  | Heat Pump (Standard) | 4
[14 empty] | 250 | 250-259 | 0.0089 |  |  |  | Non-ducted Heat Pump<3.75 | 152 |  |  |  | Heat Pump (off peak) | 5
[14 empty] | 260 | 260-269 | 0.0088 |  |  |  | Non-ducted Heat Pump>3.75 | 162 |  |  |  | Solar Electric | 6 | < changed from: Solar electric (standard)
[11 empty] | Cooling |  |  | 270 | 270-279 | 0.0087 |  |  |  | Panel Electric Resistance | 178 |  |  |  | Gas Storage | 7
[11 empty] | #N/A |  |  | 280 | 280-289 | 0.0087 |  |  |  | Slab Electric Resistance | 198 |  |  |  | Gas Instantaneous | 8
[11 empty] | #N/A |  |  | 290 | 290-299 | 0.0086 |  |  |  | Wood Heater | 188 |  |  |  | Solar Gas | 9
[11 empty] | #N/A |  |  | 300 | 300-309 | 0.0085 |  |  |  | Other | 208
[11 empty] | #N/A |  |  | 310 | 310-319 | 0.0085
[14 empty] | 320 | 320-329 | 0.0084
[10 empty] | New Set up for heater and cooler dropdowns |  |  |  | 330 | 330-339 | 0.0083
[10 empty] | #N/A | < selected |  |  | 340 | 340-349 | 0.0083
[10 empty] | Star Rating (GEMS 2013) | Seasonal Star Rating (2019) | AEER/ACOP (GEMS 2013) | HSPF/TSCPF (GEMS 2019) | 350 | 350-359 | 0.0082
[10 empty] | 0 | 1 | 2 | 3 | 360 | 360-369 | 0.0082
[10 empty] | < 3 | < 2.25 | < 3.75 | < 3.75 | 370 | 370-379 | 0.0081 |  |  | '-' | #N/A | #N/A
[10 empty] | 3 to < 4.5 | 2.25 to < 3 | 3.75 to < 4.5 | 3.75 to < 4.5 | 380 | 380-389 | 0.0081
[10 empty] | 4.5 to < 6 | 3 to < 3.75 | 4.5 to < 5.25 | 4.5 to < 5.25 | 390 | 390-399 | 0.008
[10 empty] | ≥ 6 | ≥ 3.75 | ≥ 5.25 | ≥ 5.25 | 400 | 400-409 | 0.008
[14 empty] | 410 | 410-419 | 0.0079
[14 empty] | 420 | 420-429 | 0.0079
[11 empty] | Selected | Equiv 2019 Star |  | 430 | 430-439 | 0.0078
[11 empty] | #N/A | < 2.25 |  | 440 | 440-449 | 0.0078
[11 empty] | #N/A | 2.25 to < 3 |  | 450 | 450-459 | 0.0077
[11 empty] | #N/A | 3 to < 3.75 |  | 460 | 460-469 | 0.0077
[11 empty] | #N/A | ≥ 3.75 |  | 470 | 470-479 | 0.0077
[14 empty] | 480 | 480-489 | 0.0076
[14 empty] | 490 | 490-499 | 0.0076
[9 empty] | selected | Titles |  |  |  | 500 | >500 | 0.0075
[9 empty] | #N/A | Star Rating (2013) | Star Rating (2019) | ACOP Value | HSPF Value
[9 empty] | #N/A | Star Rating (2013) | Star Rating (2019) | AEER Value | TCSPF value Value
[14 empty] | Climate zone | Jurisdiction | Energy factor (EF) |  |  |  | Climate zone | Jurisdiction | EF
[11 empty] | 2.77 |  | '1-QLD' | 1 | QLD | 2.77 | ✓ |  | '1-QLD' | 1 | QLD | 3.95 | ✓
[11 empty] | 3.25 |  | '1-WA' | 1 | WA | 3.25 | ✓ |  | '1-WA' | 1 | WA | 4.64 | ✓
[11 empty] | 1.91 |  | '1-NT' | 1 | NT | 1.91 | ✓ |  | '1-NT' | 1 | NT | 2.73 | ✓
[11 empty] | 1.32 |  | '2-NSW' | 2 | NSW | 1.32 | ✓ |  | '2-NSW' | 2 | NSW | 1.88 | ✓
[11 empty] | 1.78 |  | '2-QLD' | 2 | QLD | 1.78 | ✓ |  | '2-QLD' | 2 | QLD | 2.54 | ✓
[11 empty] | 2.46 |  | '3-QLD' | 3 | QLD | 2.46 | ✓ |  | '3-QLD' | 3 | QLD | 3.52 | ✓
[11 empty] | 2.87 |  | '3-WA' | 3 | WA | 2.87 | ✓ |  | '3-WA' | 3 | WA | 4.1 | ✓
[11 empty] | 1.23 |  | '3-NT' | 3 | NT | 1.23 | ✓ |  | '3-NT' | 3 | NT | 1.76 | ✓
[11 empty] | 1.8 |  | '4-NSW' | 4 | NSW | 1.8 | ✓ |  | '4-NSW' | 4 | NSW | 2.57 | ✓
[11 empty] | 1.25 |  | '4-VIC' | 4 | VIC | 1.25 | ✓ |  | '4-VIC' | 4 | VIC | 1.79 | ✓
[11 empty] | 1.86 |  | '4-SA' | 4 | SA | 1.86 | ✓ |  | '4-SA' | 4 | SA | 2.65 | ✓
[11 empty] | 2.34 |  | '4-WA' | 4 | WA | 2.34 | ✓ |  | '4-WA' | 4 | WA | 3.34 | ✓
[11 empty] | 1.75 |  | '5-NSW' | 5 | NSW | 1.75 | ✓ |  | '5-NSW' | 5 | NSW | 2.5 | ✓
[11 empty] | 2.28 |  | '5-QLD' | 5 | QLD | 2.28 | ✓ |  | '5-QLD' | 5 | QLD | 3.26 | ✓
[11 empty] | 1.79 |  | '5-SA' | 5 | SA | 1.79 | ✓ |  | '5-SA' | 5 | SA | 2.56 | ✓
[11 empty] | 2.35 |  | '5-WA' | 5 | WA | 2.35 | ✓ |  | '5-WA' | 5 | WA | 3.36 | ✓
[11 empty] | 2.4 |  | '6-NSW' | 6 | NSW | 2.4 | ✓ |  | '6-NSW' | 6 | NSW | 3.43 | ✓
[11 empty] | 1.63 |  | '6-VIC' | 6 | VIC | 1.63 | ✓ |  | '6-VIC' | 6 | VIC | 2.32 | ✓
[11 empty] | 2.51 |  | '6-SA' | 6 | SA | 2.51 | ✓ |  | '6-SA' | 6 | SA | 3.58 | ✓
[11 empty] | 3.2 |  | '6-WA' | 6 | WA | 3.2 | ✓ |  | '6-WA' | 6 | WA | 4.58 | ✓
[11 empty] | 2.33 |  | '7-NSW' | 7 | NSW | 2.33 | ✓ |  | '7-NSW' | 7 | NSW | 3.32 | ✓
[11 empty] | 1.62 |  | '7-VIC' | 7 | VIC | 1.62 | ✓ |  | '7-VIC' | 7 | VIC | 2.32 | ✓
[11 empty] | 3.08 |  | '7-TAS' | 7 | TAS | 3.08 | ✓ |  | '7-TAS' | 7 | TAS | 4.41 | ✓
[11 empty] | 2.56 |  | '7-ACT' | 7 | ACT | 2.56 | ✓ |  | '7-ACT' | 7 | ACT | 3.66 | ✓
[11 empty] | 3.99 |  | '8-NSW' | 8 | NSW | 3.99 | ✓ |  | '8-NSW' | 8 | NSW | 5.7 | ✓
[11 empty] | 2.82 |  | '8-VIC' | 8 | VIC | 2.82 | ✓ |  | '8-VIC' | 8 | VIC | 4.02 | ✓
[11 empty] | 3.92 |  | '8-TAS' | 8 | TAS | 3.92 | ✓ |  | '8-TAS' | 8 | TAS | 5.6 | ✓
[15 empty] | NSW | VIC | QLD | SA | WA | TAS | NT | ACT
[15 empty] | 2 | 3 | 4 | 5 | 6 | 7 | 8 | 9
Pool pump GEMS star rating
[15 empty] | NSW | VIC | QLD | SA | WA | TAS | NT | ACT
[14 empty] | 1 | 0.06 | 0.049 | 0.045988 | 0.067944 | 0.063 | 0.061 | 0.028 | 0.056
[14 empty] | 1.5 | 0.05 | 0.041 | 0.038823 | 0.057358 | 0.053 | 0.052 | 0.023 | 0.048
[14 empty] | 2 | 0.044 | 0.036 | 0.033739 | 0.049848 | 0.046 | 0.045 | 0.02 | 0.041
[14 empty] | 2.5 | 0.039 | 0.032 | 0.029796 | 0.044023 | 0.041 | 0.04 | 0.018 | 0.037
[14 empty] | 3 | 0.035 | 0.028 | 0.026574 | 0.039263 | 0.036 | 0.035 | 0.016 | 0.033
[14 empty] | 3.5 | 0.031 | 0.025 | 0.02385 | 0.035238 | 0.033 | 0.032 | 0.014 | 0.029
[14 empty] | 4 | 0.028 | 0.023 | 0.02149 | 0.031752 | 0.029 | 0.029 | 0.013 | 0.026
[14 empty] | 4.5 | 0.025 | 0.021 | 0.019409 | 0.028678 | 0.027 | 0.026 | 0.012 | 0.024
[14 empty] | 5 | 0.023 | 0.019 | 0.017547 | 0.025927 | 0.024 | 0.023 | 0.011 | 0.022
[14 empty] | 5.5 | 0.021 | 0.017 | 0.015863 | 0.023439 | 0.022 | 0.021 | 0.01 | 0.02
[14 empty] | 6 | 0.019 | 0.015 | 0.014325 | 0.021167 | 0.02 | 0.019 | 0.009 | 0.018
[14 empty] | 6.5 | 0.017 | 0.014 | 0.012911 | 0.019078 | 0.018 | 0.017 | 0.008 | 0.016
[14 empty] | 7 | 0.015 | 0.012 | 0.011601 | 0.017143 | 0.016 | 0.016 | 0.007 | 0.014
[14 empty] | 7.5 | 0.013 | 0.011 | 0.010382 | 0.015342 | 0.014 | 0.014 | 0.006 | 0.013
[14 empty] | 8 | 0.012 | 0.01 | 0.0092417 | 0.013657 | 0.013 | 0.012 | 0.006 | 0.011
[14 empty] | 8.5 | 0.011 | 0.009 | 0.0081704 | 0.012074 | 0.011 | 0.011 | 0.005 | 0.01
[14 empty] | 9 | 0.009 | 0.008 | 0.0071604 | 0.010582 | 0.01 | 0.01 | 0.004 | 0.009
[14 empty] | 9.5 | 0.008 | 0.007 | 0.0062049 | 0.0091704 | 0.009 | 0.008 | 0.004 | 0.008
[14 empty] | 10 | 0.007 | 0.006 | 0.0052985 | 0.0078313 | 0.007 | 0.007 | 0.003 | 0.007
[14 empty] | Spa pump GEMS star rating | NSW | VIC | QLD | SA | WA | TAS | NT | ACT
[14 empty] | All types | 0.071 | 0.058 | 0.055 | 0.081 | 0.075 | 0.073 | 0.033 | 0.067 | ✓
Note on F15: Heat pumps When using a ducted or non-ducted heat pump users have the optoin to select the relevant rating system supplied for the hearing and cooling heat pump systems. For Pre 2019 heating and cooling heat pump systems: ● 2013 Gems star rating, or ● AEER/ACOP factor For Post 2019 heating and cooling heat pump systems: ● 2019 GEMS star rating, or ● HSPF/TSCPF factors
Note on S11: Woolnough, Matt: Looks up the energy factor based on the location climate zone and building class.
Note on S15: Lu, Roger: Looks up the area factor from the relevant Volume One or Housing Provisions tables.
Note on W11: Lu, Roger: E_w, or E_e is the efficiency factor obtained.
Note on X60: Woolnough, Matt: Takes user input for location to which is used to navigate to the correct sheet when determining Ew
Note on Y29: Woolnough, Matt: Takes star rating for space heating.
Note on Y30: Woolnough, Matt: Takes star rating for the space cooling.
Note on Y60: Woolnough, Matt: Navigates to the correct row based on the space heating selection and lets top left of the lookup array in column C
Note on Z29: Woolnough, Matt: Takes input from from space heating type and joins to star rating.
Note on Z30: Woolnough, Matt: Takes input value for space cooling type and joins star rating
Note on Z60: Woolnough, Matt: sets bettom right value for lookup array in column K
Note on AG29: Woolnough, Matt: Sets the value of the column being looked in the lookup array based on space cooling type.
Whole-of-home
Help

## Help
Calculator
Tips for using the Whole-of-home calculator:
Calculator version (2.01):
1 |  | Version 2.01 of the Whole-of-home calculator (calculator) automates the NCC whole-of-home energy use requirements of NCC 2022 (Part 13.6 of ABCB Housing Provisions and J3D14 of NCC Volume One).
2 |  | Updates to this file may be available for download from the ABCB website from time to time. The file name will include the version number. The latest version should always be used.
3 |  | A record of changes made to each version of the calculator appears at the end of this Help section. (Scroll down to see the version history.)
Operating system:
4 |  | The calculator has been developed in the Windows ® versions of Microsoft Excel ® 2013.
5 |  | The .xlsx file is suitable for use in the 2013 and above versions of Excel for Windows. These Help instructions and the screenshots refer to the Windows version and may not fully reflect the Mac interface.
Adding and changing inputs:
6 |  | Unlocked cells on the calculator form are accessible for user input.
7 |  | Some cells require the user to input values manually (i.e. floor area, star ratings, pool and spa volumes and photovoltaic capacity).
8 |  | Cells which require specific inputs have a drop down icon that will appear once the cell has been selected. Users can select inputs from this dropdown list or enter them manually. Where users have entered information manually that does not match one of the options from the dropdown list an error message will appear.
Error and alert messages:
9 |  | The calculator has been designed to identify anticipated input errors but may not trap all invalid inputs.
10 |  | Calculator outcomes resulting in the Actual Net Equivalent Energy Usage output turning green and displaying a tick are valid only if all of the input details comply with NCC elemental DTS requirements.
Users' worksheet:
11 |  | A protected worksheet with most cells accessible has been provided for users' notes and calculations. (Protection is essential to maintain the integrity of the calculator but does restrict the functions and operations available to the user.) The Worksheet can be accessed by selecting its tab at the bottom of the Excel window.
12 |  | Use of this worksheet is optional and responsibility for its contents and consequences remains entirely with the user.
Version history:
1.00 (September 2022)
● |  | First release of Whole-of-Home Calculator
2.00 (March 2023)
● |  | Updates undertaken as per the report - Australian Building Codes Board NCC 2022 Whole of Home Calculator Test (ABCB, March 2023)
2.01 (Aug 2023)
● |  | Amendment to disclaimer/guidance for use of calculator. To align who calculator with remainder of ABCB calculators after beta testing complete.
Whole-of-home
Help guide
Return to calculator

## Screenshots
Calculator
Using the calculator:
Whole-of-home
Screenshots
Cell tips: A main water heater type is defined as: The domestic hot water unit in a dwelling that is connected to at least one shower and the largest number of hot water outlets.
Return to calculator
Cell tips:
The state or territory should be selected first to ensure the drop down list for the climate zones in the cell below include the correct options for your state territory.
Cell tips:
The climate zones available for selection from the dropdown list are determined by the state or territory selected in the cell above.
Selecting a state or territory whilst the climate zone cell is populated will result in an error if the entered climate zone does not exist in the state or territory.
NCC reference:
J3D14(1)(b) in NCC Volume One
13.6.2(1)(b) in the ABCB Housing Provisions
The energy allowance is calculated in accordance with the below formula:
A x EF
where-
A= the floor area factor obtained from multiplying the total floor area of the building by the adjustment factor in Table J3D14a (Volume One) or Table 13.6.2a (Housing Provisions)
EF = the energy factor obtained from Table J3D14b (Volume One) or Table 13.6.2b (Housing Provisions).
NCC reference:
J3D14(1)(a) in NCC Volume One
13.6.2(1)(a) in the ABCB Housing Provisions
The net equivalent energy usage is calculated in accordance with the below formula:
(A x EE) + E P+ ES - ER
where-
A = the floor area factor obtained from multiplying the total floor area of the building by the adjustment factor in Table J3D14a (Volume One) or Table 13.6.2a (Housing Provisions)
EE = the main space conditioning and main water heater efficiency factor obtained from the ABCB Standard for Whole-of-home efficiency factors
EP = the swimming pool pump efficiency factor calculated in accordance with J3D14(2) (Volume One) or 13.6.2(2) (Housing Provisions)
ES = the spa pump efficiency factor calculated in accordance with J3D14(3) (Volume One) or 13.6.2(3) (Housing Provisions)
ER = the installed capacity of on-site photovoltaics (kW).
Cell tips: A main space heater or main space cooler is defined as:
(a) the heating or cooling equipment that serves at least 70% of the conditioned space of a dwelling, or
(b) if no one heating or cooling equipment serves at least 70% of the conditioned space of the dwelling, the equipment that results in the highest net equivalent energy usage when calculated in accordance with J3D14(1)(a) of NCC Volume One or 13.6.2(1)(a) of the ABCB Housing Provisions.
Cell tips: If using a heat pump type heater or cooler select a rating type from this field first before completing the fields below
Cell tips: The total floor area is measured within the inside face of the external walls of the Class 1 building and includes any conditioned, attached Class 10a building. The area must be between 10 and 500 m2

## Worksheet
Users' worksheet:
This worksheet has been added at the request of industry for recording notes and making calculations (where desired).
To maintain the integrity of the Calculator, this sheet is protected causing some unavoidable restrictions on the functions available.
All cells below row 8 are accessible for user input, editing and formatting, subject to the limitations due to protection.
Use of this worksheet is optional and responsibility for its contents and consequences remains entirely with the user.
Return to calculator

## QA Check (hidden)
QA Checks
Manual Checks
Legend:
0 | A | the floor area factor obtained from multiplying the total floor area by the adjustment factor in Table J3D14a |  | ✓
#N/A | Ee | the main space conditioning and main water heater efficiency factor obtained from the ABCB Standard for Whole-of-Home Efficiency Factors |  | double check this - use method used in QA before
#N/A | Ep | the swimming pool pump energy usage |  | ✓? (some factors are wrong)
#N/A | Es | the spa pump energy usage |  | ✓
0 | Er | the installed capacity of photovoltaic solar power apportioned to a sole-occupancy unit of a Class 2building or Class 4 part of a building (kW) |  | ✓
| Ef | the energy factor obtained from Table J3D14b |  | ✓
| Floor area adjustment factors for Class 2 |  | ✓
| Energy factors for Class 2 |  | ✓
#VALUE! | Net equivalent energy usage (allowance)
#N/A | Net equivalent energy usage (actual)
Notes
Preliminary information in housing provisions, Section 2.4: change 'at' to 'as'
Improve screenshots

## 1-QLD (hidden)
NCC Climate Zone |  | 1 | GAS HEATING TYPES |  |  |  |  | State | QLD
Col 1 | Col 2 | Col 3 | Col 4 | Col 5 | Col 6 | Col 7 | Col 8 | Col 9 | Col 10
Main Type of Heater | Main type of Cooler | Electric Storage (peak) | Electric Storage (off peak) | Heat Pump (Standard) | Heat Pump (off-peak) | Solar electric (Standard) | Gas storage | Gas Instantaneous | Solar Gas
Gas - Ducted | Evaporative | 2.2921 | 1.86 | 1.0785 | 0.94382 | 0.9056 | 3.1372 | 2.6865 | 0.75194
(includes Hydronic) | HP - Ducted < 3 stars (< 2.25) | 3.9524 | 3.618 | 2.7194 | 2.6443 | 2.5375 | 4.8831 | 4.442 | 2.4273
< 3Stars | HP - Ducted < 4.5 stars (< 3) | 3.7567 | 3.4223 | 2.5237 | 2.4486 | 2.3418 | 4.6874 | 4.2463 | 2.2316
0 | HP - Ducted < 6 stars (< 3.75) | 3.4631 | 3.1287 | 2.2301 | 2.155 | 2.0483 | 4.3938 | 3.9527 | 1.938
| HP - Ducted ≥ 6 stars (≥ 3.75) | 3.1695 | 2.8352 | 1.9366 | 1.8615 | 1.7547 | 4.1002 | 3.6592 | 1.6445
| HP - Non-Ducted < 3 stars (< 2.25) | 3.6158 | 3.271 | 2.3822 | 2.296 | 2.1983 | 4.5374 | 4.0955 | 2.0864
| HP - Non-Ducted < 4.5 stars (< 3) | 3.4514 | 3.1067 | 2.2179 | 2.1316 | 2.0339 | 4.3731 | 3.9311 | 1.922
| HP - Non-Ducted < 6 stars (< 3.75) | 3.2049 | 2.8602 | 1.9714 | 1.8851 | 1.7874 | 4.1266 | 3.6846 | 1.6755
| HP - Non-Ducted ≥ 6 stars (≥ 3.75) | 2.9584 | 2.6137 | 1.7249 | 1.6386 | 1.5409 | 3.8801 | 3.4381 | 1.429
| Other or None Specified | 3.9524 | 3.618 | 2.7194 | 2.6443 | 2.5375 | 4.8831 | 4.442 | 2.4273
Gas - Ducted | Evaporative | 2.2921 | 1.86 | 1.0785 | 0.94382 | 0.9056 | 3.1372 | 2.6865 | 0.75193
(includes Hydronic) | HP - Ducted < 3 stars (< 2.25) | 3.9523 | 3.618 | 2.7194 | 2.6443 | 2.5375 | 4.883 | 4.442 | 2.4273
< 4.5Stars | HP - Ducted < 4.5 stars (< 3) | 3.7566 | 3.4223 | 2.5237 | 2.4486 | 2.3418 | 4.6873 | 4.2463 | 2.2316
0 | HP - Ducted < 6 stars (< 3.75) | 3.4631 | 3.1287 | 2.2301 | 2.155 | 2.0483 | 4.3938 | 3.9527 | 1.938
| HP - Ducted ≥ 6 stars (≥ 3.75) | 3.1695 | 2.8351 | 1.9366 | 1.8615 | 1.7547 | 4.1002 | 3.6592 | 1.6445
| HP - Non-Ducted < 3 stars (< 2.25) | 3.6158 | 3.271 | 2.3822 | 2.296 | 2.1982 | 4.5374 | 4.0955 | 2.0864
| HP - Non-Ducted < 4.5 stars (< 3) | 3.4514 | 3.1067 | 2.2179 | 2.1316 | 2.0339 | 4.3731 | 3.9311 | 1.922
| HP - Non-Ducted < 6 stars (< 3.75) | 3.2049 | 2.8602 | 1.9714 | 1.8851 | 1.7874 | 4.1266 | 3.6846 | 1.6755
| HP - Non-Ducted ≥ 6 stars (≥ 3.75) | 2.9584 | 2.6137 | 1.7249 | 1.6386 | 1.5409 | 3.8801 | 3.4381 | 1.429
| Other or None Specified | 3.9523 | 3.618 | 2.7194 | 2.6443 | 2.5375 | 4.883 | 4.442 | 2.4273
Gas - Ducted | Evaporative | 2.2921 | 1.86 | 1.0785 | 0.94381 | 0.90558 | 3.1372 | 2.6865 | 0.75192
(includes Hydronic) | HP - Ducted < 3 stars (< 2.25) | 3.9523 | 3.618 | 2.7194 | 2.6443 | 2.5375 | 4.883 | 4.442 | 2.4273
< 6Stars | HP - Ducted < 4.5 stars (< 3) | 3.7566 | 3.4223 | 2.5237 | 2.4486 | 2.3418 | 4.6873 | 4.2463 | 2.2316
0 | HP - Ducted < 6 stars (< 3.75) | 3.4631 | 3.1287 | 2.2301 | 2.155 | 2.0483 | 4.3938 | 3.9527 | 1.938
| HP - Ducted ≥ 6 stars (≥ 3.75) | 3.1695 | 2.8351 | 1.9366 | 1.8615 | 1.7547 | 4.1002 | 3.6592 | 1.6445
| HP - Non-Ducted < 3 stars (< 2.25) | 3.6158 | 3.271 | 2.3822 | 2.296 | 2.1982 | 4.5374 | 4.0954 | 2.0863
| HP - Non-Ducted < 4.5 stars (< 3) | 3.4514 | 3.1067 | 2.2179 | 2.1316 | 2.0339 | 4.3731 | 3.9311 | 1.922
| HP - Non-Ducted < 6 stars (< 3.75) | 3.2049 | 2.8602 | 1.9714 | 1.8851 | 1.7874 | 4.1266 | 3.6846 | 1.6755
| HP - Non-Ducted ≥ 6 stars (≥ 3.75) | 2.9584 | 2.6137 | 1.7249 | 1.6386 | 1.5409 | 3.8801 | 3.4381 | 1.429
| Other or None Specified | 3.9523 | 3.618 | 2.7194 | 2.6443 | 2.5375 | 4.883 | 4.442 | 2.4273
Gas - Ducted | Evaporative | 2.2921 | 1.86 | 1.0785 | 0.94379 | 0.90557 | 3.1372 | 2.6865 | 0.75191
(includes Hydronic) | HP - Ducted < 3 stars (< 2.25) | 3.9523 | 3.6179 | 2.7194 | 2.6443 | 2.5375 | 4.883 | 4.442 | 2.4273
≥ 6Stars | HP - Ducted < 4.5 stars (< 3) | 3.7566 | 3.4222 | 2.5237 | 2.4486 | 2.3418 | 4.6873 | 4.2463 | 2.2316
0 | HP - Ducted < 6 stars (< 3.75) | 3.4631 | 3.1287 | 2.2301 | 2.155 | 2.0482 | 4.3938 | 3.9527 | 1.938
| HP - Ducted ≥ 6 stars (≥ 3.75) | 3.1695 | 2.8351 | 1.9366 | 1.8615 | 1.7547 | 4.1002 | 3.6592 | 1.6445
| HP - Non-Ducted < 3 stars (< 2.25) | 3.6157 | 3.271 | 2.3822 | 2.2959 | 2.1982 | 4.5374 | 4.0954 | 2.0863
| HP - Non-Ducted < 4.5 stars (< 3) | 3.4514 | 3.1066 | 2.2179 | 2.1316 | 2.0339 | 4.3731 | 3.9311 | 1.922
| HP - Non-Ducted < 6 stars (< 3.75) | 3.2049 | 2.8601 | 1.9714 | 1.8851 | 1.7874 | 4.1266 | 3.6846 | 1.6755
| HP - Non-Ducted ≥ 6 stars (≥ 3.75) | 2.9584 | 2.6136 | 1.7249 | 1.6386 | 1.5409 | 3.8801 | 3.4381 | 1.429
| Other or None Specified | 3.9523 | 3.6179 | 2.7194 | 2.6443 | 2.5375 | 4.883 | 4.442 | 2.4273
Gas - Non Ducted | Evaporative | 2.2921 | 1.86 | 1.0785 | 0.94381 | 0.90558 | 3.1372 | 2.6865 | 0.75192
| HP - Ducted < 3 stars (< 2.25) | 3.9523 | 3.618 | 2.7194 | 2.6443 | 2.5375 | 4.883 | 4.442 | 2.4273
< 3Stars | HP - Ducted < 4.5 stars (< 3) | 3.7566 | 3.4222 | 2.5237 | 2.4486 | 2.3418 | 4.6873 | 4.2463 | 2.2316
0 | HP - Ducted < 6 stars (< 3.75) | 3.4631 | 3.1287 | 2.2301 | 2.155 | 2.0483 | 4.3938 | 3.9527 | 1.938
| HP - Ducted ≥ 6 stars (≥ 3.75) | 3.1695 | 2.8351 | 1.9366 | 1.8615 | 1.7547 | 4.1002 | 3.6592 | 1.6445
| HP - Non-Ducted < 3 stars (< 2.25) | 3.6158 | 3.271 | 2.3822 | 2.296 | 2.1982 | 4.5374 | 4.0954 | 2.0863
| HP - Non-Ducted < 4.5 stars (< 3) | 3.4514 | 3.1067 | 2.2179 | 2.1316 | 2.0339 | 4.3731 | 3.9311 | 1.922
| HP - Non-Ducted < 6 stars (< 3.75) | 3.2049 | 2.8602 | 1.9714 | 1.8851 | 1.7874 | 4.1266 | 3.6846 | 1.6755
| HP - Non-Ducted ≥ 6 stars (≥ 3.75) | 2.9584 | 2.6137 | 1.7249 | 1.6386 | 1.5409 | 3.8801 | 3.4381 | 1.429
| Other or None Specified | 3.9523 | 3.618 | 2.7194 | 2.6443 | 2.5375 | 4.883 | 4.442 | 2.4273
Gas - Non Ducted | Evaporative | 2.2921 | 1.86 | 1.0785 | 0.9438 | 0.90558 | 3.1372 | 2.6865 | 0.75191
| HP - Ducted < 3 stars (< 2.25) | 3.9523 | 3.6179 | 2.7194 | 2.6443 | 2.5375 | 4.883 | 4.442 | 2.4273
< 4.5Stars | HP - Ducted < 4.5 stars (< 3) | 3.7566 | 3.4222 | 2.5237 | 2.4486 | 2.3418 | 4.6873 | 4.2463 | 2.2316
0 | HP - Ducted < 6 stars (< 3.75) | 3.4631 | 3.1287 | 2.2301 | 2.155 | 2.0483 | 4.3938 | 3.9527 | 1.938
| HP - Ducted ≥ 6 stars (≥ 3.75) | 3.1695 | 2.8351 | 1.9366 | 1.8615 | 1.7547 | 4.1002 | 3.6592 | 1.6445
| HP - Non-Ducted < 3 stars (< 2.25) | 3.6157 | 3.271 | 2.3822 | 2.2959 | 2.1982 | 4.5374 | 4.0954 | 2.0863
| HP - Non-Ducted < 4.5 stars (< 3) | 3.4514 | 3.1067 | 2.2179 | 2.1316 | 2.0339 | 4.3731 | 3.9311 | 1.922
| HP - Non-Ducted < 6 stars (< 3.75) | 3.2049 | 2.8602 | 1.9714 | 1.8851 | 1.7874 | 4.1266 | 3.6846 | 1.6755
| HP - Non-Ducted ≥ 6 stars (≥ 3.75) | 2.9584 | 2.6136 | 1.7249 | 1.6386 | 1.5409 | 3.8801 | 3.4381 | 1.429
| Other or None Specified | 3.9523 | 3.6179 | 2.7194 | 2.6443 | 2.5375 | 4.883 | 4.442 | 2.4273
Gas - Non Ducted | Evaporative | 2.2921 | 1.86 | 1.0785 | 0.9438 | 0.90557 | 3.1372 | 2.6865 | 0.75191
| HP - Ducted < 3 stars (< 2.25) | 3.9523 | 3.6179 | 2.7194 | 2.6443 | 2.5375 | 4.883 | 4.442 | 2.4273
< 6Stars | HP - Ducted < 4.5 stars (< 3) | 3.7566 | 3.4222 | 2.5237 | 2.4486 | 2.3418 | 4.6873 | 4.2463 | 2.2316
0 | HP - Ducted < 6 stars (< 3.75) | 3.4631 | 3.1287 | 2.2301 | 2.155 | 2.0482 | 4.3938 | 3.9527 | 1.938
| HP - Ducted ≥ 6 stars (≥ 3.75) | 3.1695 | 2.8351 | 1.9366 | 1.8615 | 1.7547 | 4.1002 | 3.6592 | 1.6445
| HP - Non-Ducted < 3 stars (< 2.25) | 3.6157 | 3.271 | 2.3822 | 2.2959 | 2.1982 | 4.5374 | 4.0954 | 2.0863
| HP - Non-Ducted < 4.5 stars (< 3) | 3.4514 | 3.1066 | 2.2179 | 2.1316 | 2.0339 | 4.3731 | 3.9311 | 1.922
| HP - Non-Ducted < 6 stars (< 3.75) | 3.2049 | 2.8601 | 1.9714 | 1.8851 | 1.7874 | 4.1266 | 3.6846 | 1.6755
| HP - Non-Ducted ≥ 6 stars (≥ 3.75) | 2.9584 | 2.6136 | 1.7249 | 1.6386 | 1.5409 | 3.8801 | 3.4381 | 1.429
| Other or None Specified | 3.9523 | 3.6179 | 2.7194 | 2.6443 | 2.5375 | 4.883 | 4.442 | 2.4273
Gas - Non Ducted | Evaporative | 2.2921 | 1.86 | 1.0785 | 0.94379 | 0.90557 | 3.1372 | 2.6865 | 0.7519
| HP - Ducted < 3 stars (< 2.25) | 3.9523 | 3.6179 | 2.7194 | 2.6443 | 2.5375 | 4.883 | 4.442 | 2.4273
≥ 6Stars | HP - Ducted < 4.5 stars (< 3) | 3.7566 | 3.4222 | 2.5237 | 2.4486 | 2.3418 | 4.6873 | 4.2463 | 2.2316
0 | HP - Ducted < 6 stars (< 3.75) | 3.4631 | 3.1287 | 2.2301 | 2.155 | 2.0482 | 4.3938 | 3.9527 | 1.938
| HP - Ducted ≥ 6 stars (≥ 3.75) | 3.1695 | 2.8351 | 1.9366 | 1.8614 | 1.7547 | 4.1002 | 3.6591 | 1.6444
| HP - Non-Ducted < 3 stars (< 2.25) | 3.6157 | 3.271 | 2.3822 | 2.2959 | 2.1982 | 4.5374 | 4.0954 | 2.0863
| HP - Non-Ducted < 4.5 stars (< 3) | 3.4514 | 3.1066 | 2.2179 | 2.1316 | 2.0339 | 4.3731 | 3.9311 | 1.922
| HP - Non-Ducted < 6 stars (< 3.75) | 3.2049 | 2.8601 | 1.9713 | 1.8851 | 1.7874 | 4.1266 | 3.6846 | 1.6755
| HP - Non-Ducted ≥ 6 stars (≥ 3.75) | 2.9584 | 2.6136 | 1.7248 | 1.6386 | 1.5409 | 3.8801 | 3.4381 | 1.429
| Other or None Specified | 3.9523 | 3.6179 | 2.7194 | 2.6443 | 2.5375 | 4.883 | 4.442 | 2.4273
NCC Climate Zone |  | 1 | HEAT PUMP HEATING TYPES |  |  |  |  | State | QLD
Col 1 | Col 2 | Col 3 | Col 4 | Col 5 | Col 6 | Col 7 | Col 8 | Col 9 | Col 10
Main Type of Heater | Main type of Cooler | Electric Storage (peak) | Electric Storage (off peak) | Heat Pump (Standard) | Heat Pump (off-peak) | Solar electric (Standard) | Gas storage | Gas Instantaneous | Solar Gas
Heat Pump - Ducted | Evaporative | 2.2921 | 1.8599 | 1.0785 | 0.94375 | 0.90553 | 3.1371 | 2.6864 | 0.75186
| HP - Ducted < 3 stars (< 2.25) | 3.9523 | 3.6179 | 2.7193 | 2.6442 | 2.5375 | 4.883 | 4.4419 | 2.4272
< 3 Stars (< 2.25) | HP - Ducted < 4.5 stars (< 3) | 3.7566 | 3.4222 | 2.5236 | 2.4485 | 2.3418 | 4.6873 | 4.2462 | 2.2315
0 | HP - Ducted < 6 stars (< 3.75) | 3.463 | 3.1286 | 2.2301 | 2.155 | 2.0482 | 4.3937 | 3.9527 | 1.938
| HP - Ducted ≥ 6 stars (≥ 3.75) | 3.1695 | 2.8351 | 1.9365 | 1.8614 | 1.7546 | 4.1002 | 3.6591 | 1.6444
| HP - Non-Ducted < 3 stars (< 2.25) | 3.6157 | 3.2709 | 2.3821 | 2.2959 | 2.1982 | 4.5374 | 4.0954 | 2.0863
| HP - Non-Ducted < 4.5 stars (< 3) | 3.4514 | 3.1066 | 2.2178 | 2.1316 | 2.0338 | 4.373 | 3.931 | 1.9219
| HP - Non-Ducted < 6 stars (< 3.75) | 3.2049 | 2.8601 | 1.9713 | 1.8851 | 1.7873 | 4.1265 | 3.6845 | 1.6754
| HP - Non-Ducted ≥ 6 stars (≥ 3.75) | 2.9584 | 2.6136 | 1.7248 | 1.6386 | 1.5408 | 3.88 | 3.438 | 1.4289
| Other or None Specified | 3.9523 | 3.6179 | 2.7193 | 2.6442 | 2.5375 | 4.883 | 4.4419 | 2.4272
Heat Pump - Ducted | Evaporative | 2.2921 | 1.8599 | 1.0785 | 0.94375 | 0.90553 | 3.1371 | 2.6864 | 0.75186
| HP - Ducted < 3 stars (< 2.25) | 3.9523 | 3.6179 | 2.7193 | 2.6442 | 2.5375 | 4.883 | 4.4419 | 2.4272
< 4.5 Stars (< 3.0) | HP - Ducted < 4.5 stars (< 3) | 3.7566 | 3.4222 | 2.5236 | 2.4485 | 2.3418 | 4.6873 | 4.2462 | 2.2315
0 | HP - Ducted < 6 stars (< 3.75) | 3.463 | 3.1286 | 2.2301 | 2.155 | 2.0482 | 4.3937 | 3.9527 | 1.938
| HP - Ducted ≥ 6 stars (≥ 3.75) | 3.1695 | 2.8351 | 1.9365 | 1.8614 | 1.7546 | 4.1002 | 3.6591 | 1.6444
| HP - Non-Ducted < 3 stars (< 2.25) | 3.6157 | 3.2709 | 2.3821 | 2.2959 | 2.1982 | 4.5374 | 4.0954 | 2.0863
| HP - Non-Ducted < 4.5 stars (< 3) | 3.4514 | 3.1066 | 2.2178 | 2.1316 | 2.0338 | 4.373 | 3.931 | 1.9219
| HP - Non-Ducted < 6 stars (< 3.75) | 3.2049 | 2.8601 | 1.9713 | 1.8851 | 1.7873 | 4.1265 | 3.6845 | 1.6754
| HP - Non-Ducted ≥ 6 stars (≥ 3.75) | 2.9584 | 2.6136 | 1.7248 | 1.6386 | 1.5408 | 3.88 | 3.438 | 1.4289
| Other or None Specified | 3.9523 | 3.6179 | 2.7193 | 2.6442 | 2.5375 | 4.883 | 4.4419 | 2.4272
Heat Pump - Ducted | Evaporative | 2.292 | 1.8599 | 1.0785 | 0.94375 | 0.90553 | 3.1371 | 2.6864 | 0.75186
| HP - Ducted < 3 stars (< 2.25) | 3.9523 | 3.6179 | 2.7193 | 2.6442 | 2.5375 | 4.883 | 4.4419 | 2.4272
< 6 Stars (< 3.75) | HP - Ducted < 4.5 stars (< 3) | 3.7566 | 3.4222 | 2.5236 | 2.4485 | 2.3418 | 4.6873 | 4.2462 | 2.2315
0 | HP - Ducted < 6 stars (< 3.75) | 3.463 | 3.1286 | 2.2301 | 2.155 | 2.0482 | 4.3937 | 3.9526 | 1.938
| HP - Ducted ≥ 6 stars (≥ 3.75) | 3.1695 | 2.8351 | 1.9365 | 1.8614 | 1.7546 | 4.1001 | 3.6591 | 1.6444
| HP - Non-Ducted < 3 stars (< 2.25) | 3.6157 | 3.2709 | 2.3821 | 2.2959 | 2.1982 | 4.5374 | 4.0954 | 2.0863
| HP - Non-Ducted < 4.5 stars (< 3) | 3.4514 | 3.1066 | 2.2178 | 2.1316 | 2.0338 | 4.373 | 3.931 | 1.9219
| HP - Non-Ducted < 6 stars (< 3.75) | 3.2049 | 2.8601 | 1.9713 | 1.8851 | 1.7873 | 4.1265 | 3.6845 | 1.6754
| HP - Non-Ducted ≥ 6 stars (≥ 3.75) | 2.9584 | 2.6136 | 1.7248 | 1.6386 | 1.5408 | 3.88 | 3.438 | 1.4289
| Other or None Specified | 3.9523 | 3.6179 | 2.7193 | 2.6442 | 2.5375 | 4.883 | 4.4419 | 2.4272
Heat Pump - Ducted | Evaporative | 2.292 | 1.8599 | 1.0785 | 0.94375 | 0.90553 | 3.1371 | 2.6864 | 0.75186
| HP - Ducted < 3 stars (< 2.25) | 3.9523 | 3.6179 | 2.7193 | 2.6442 | 2.5375 | 4.883 | 4.4419 | 2.4272
≥ 6 Stars (≥ 3.75) | HP - Ducted < 4.5 stars (< 3) | 3.7566 | 3.4222 | 2.5236 | 2.4485 | 2.3418 | 4.6873 | 4.2462 | 2.2315
0 | HP - Ducted < 6 stars (< 3.75) | 3.463 | 3.1286 | 2.2301 | 2.155 | 2.0482 | 4.3937 | 3.9526 | 1.938
| HP - Ducted ≥ 6 stars (≥ 3.75) | 3.1695 | 2.8351 | 1.9365 | 1.8614 | 1.7546 | 4.1001 | 3.6591 | 1.6444
| HP - Non-Ducted < 3 stars (< 2.25) | 3.6157 | 3.2709 | 2.3821 | 2.2959 | 2.1982 | 4.5373 | 4.0954 | 2.0863
| HP - Non-Ducted < 4.5 stars (< 3) | 3.4514 | 3.1066 | 2.2178 | 2.1316 | 2.0338 | 4.373 | 3.931 | 1.9219
| HP - Non-Ducted < 6 stars (< 3.75) | 3.2049 | 2.8601 | 1.9713 | 1.8851 | 1.7873 | 4.1265 | 3.6845 | 1.6754
| HP - Non-Ducted ≥ 6 stars (≥ 3.75) | 2.9584 | 2.6136 | 1.7248 | 1.6386 | 1.5408 | 3.88 | 3.438 | 1.4289
| Other or None Specified | 3.9523 | 3.6179 | 2.7193 | 2.6442 | 2.5375 | 4.883 | 4.4419 | 2.4272
Heat Pump - Non Ducted | Evaporative | 2.292 | 1.8599 | 1.0785 | 0.94375 | 0.90553 | 3.1371 | 2.6864 | 0.75186
| HP - Ducted < 3 stars (< 2.25) | 3.9523 | 3.6179 | 2.7193 | 2.6442 | 2.5375 | 4.883 | 4.4419 | 2.4272
< 3 Stars (< 2.25) | HP - Ducted < 4.5 stars (< 3) | 3.7566 | 3.4222 | 2.5236 | 2.4485 | 2.3418 | 4.6873 | 4.2462 | 2.2315
0 | HP - Ducted < 6 stars (< 3.75) | 3.463 | 3.1286 | 2.2301 | 2.155 | 2.0482 | 4.3937 | 3.9526 | 1.938
| HP - Ducted ≥ 6 stars (≥ 3.75) | 3.1695 | 2.8351 | 1.9365 | 1.8614 | 1.7546 | 4.1001 | 3.6591 | 1.6444
| HP - Non-Ducted < 3 stars (< 2.25) | 3.6157 | 3.2709 | 2.3821 | 2.2959 | 2.1982 | 4.5374 | 4.0954 | 2.0863
| HP - Non-Ducted < 4.5 stars (< 3) | 3.4514 | 3.1066 | 2.2178 | 2.1316 | 2.0338 | 4.373 | 3.931 | 1.9219
| HP - Non-Ducted < 6 stars (< 3.75) | 3.2049 | 2.8601 | 1.9713 | 1.8851 | 1.7873 | 4.1265 | 3.6845 | 1.6754
| HP - Non-Ducted ≥ 6 stars (≥ 3.75) | 2.9584 | 2.6136 | 1.7248 | 1.6386 | 1.5408 | 3.88 | 3.438 | 1.4289
| Other or None Specified | 3.9523 | 3.6179 | 2.7193 | 2.6442 | 2.5375 | 4.883 | 4.4419 | 2.4272
Heat Pump - Non Ducted | Evaporative | 2.292 | 1.8599 | 1.0785 | 0.94375 | 0.90553 | 3.1371 | 2.6864 | 0.75186
| HP - Ducted < 3 stars (< 2.25) | 3.9523 | 3.6179 | 2.7193 | 2.6442 | 2.5375 | 4.883 | 4.4419 | 2.4272
< 4.5 Stars (< 3.0) | HP - Ducted < 4.5 stars (< 3) | 3.7566 | 3.4222 | 2.5236 | 2.4485 | 2.3418 | 4.6873 | 4.2462 | 2.2315
0 | HP - Ducted < 6 stars (< 3.75) | 3.463 | 3.1286 | 2.2301 | 2.155 | 2.0482 | 4.3937 | 3.9526 | 1.938
| HP - Ducted ≥ 6 stars (≥ 3.75) | 3.1695 | 2.8351 | 1.9365 | 1.8614 | 1.7546 | 4.1001 | 3.6591 | 1.6444
| HP - Non-Ducted < 3 stars (< 2.25) | 3.6157 | 3.2709 | 2.3821 | 2.2959 | 2.1982 | 4.5374 | 4.0954 | 2.0863
| HP - Non-Ducted < 4.5 stars (< 3) | 3.4514 | 3.1066 | 2.2178 | 2.1316 | 2.0338 | 4.373 | 3.931 | 1.9219
| HP - Non-Ducted < 6 stars (< 3.75) | 3.2049 | 2.8601 | 1.9713 | 1.8851 | 1.7873 | 4.1265 | 3.6845 | 1.6754
| HP - Non-Ducted ≥ 6 stars (≥ 3.75) | 2.9584 | 2.6136 | 1.7248 | 1.6386 | 1.5408 | 3.88 | 3.438 | 1.4289
| Other or None Specified | 3.9523 | 3.6179 | 2.7193 | 2.6442 | 2.5375 | 4.883 | 4.4419 | 2.4272
Heat Pump - Non Ducted | Evaporative | 2.292 | 1.8599 | 1.0785 | 0.94375 | 0.90553 | 3.1371 | 2.6864 | 0.75186
| HP - Ducted < 3 stars (< 2.25) | 3.9523 | 3.6179 | 2.7193 | 2.6442 | 2.5375 | 4.883 | 4.4419 | 2.4272
< 6 Stars (< 3.75) | HP - Ducted < 4.5 stars (< 3) | 3.7566 | 3.4222 | 2.5236 | 2.4485 | 2.3418 | 4.6873 | 4.2462 | 2.2315
0 | HP - Ducted < 6 stars (< 3.75) | 3.463 | 3.1286 | 2.2301 | 2.155 | 2.0482 | 4.3937 | 3.9526 | 1.938
| HP - Ducted ≥ 6 stars (≥ 3.75) | 3.1695 | 2.8351 | 1.9365 | 1.8614 | 1.7546 | 4.1001 | 3.6591 | 1.6444
| HP - Non-Ducted < 3 stars (< 2.25) | 3.6157 | 3.2709 | 2.3821 | 2.2959 | 2.1982 | 4.5373 | 4.0954 | 2.0863
| HP - Non-Ducted < 4.5 stars (< 3) | 3.4514 | 3.1066 | 2.2178 | 2.1316 | 2.0338 | 4.373 | 3.931 | 1.9219
| HP - Non-Ducted < 6 stars (< 3.75) | 3.2049 | 2.8601 | 1.9713 | 1.8851 | 1.7873 | 4.1265 | 3.6845 | 1.6754
| HP - Non-Ducted ≥ 6 stars (≥ 3.75) | 2.9584 | 2.6136 | 1.7248 | 1.6386 | 1.5408 | 3.88 | 3.438 | 1.4289
| Other or None Specified | 3.9523 | 3.6179 | 2.7193 | 2.6442 | 2.5375 | 4.883 | 4.4419 | 2.4272
Heat Pump - Non Ducted | Evaporative | 2.292 | 1.8599 | 1.0785 | 0.94374 | 0.90553 | 3.1371 | 2.6864 | 0.75186
| HP - Ducted < 3 stars (< 2.25) | 3.9523 | 3.6179 | 2.7193 | 2.6442 | 2.5375 | 4.883 | 4.4419 | 2.4272
≥ 6 Stars (≥ 3.75) | HP - Ducted < 4.5 stars (< 3) | 3.7566 | 3.4222 | 2.5236 | 2.4485 | 2.3417 | 4.6873 | 4.2462 | 2.2315
0 | HP - Ducted < 6 stars (< 3.75) | 3.463 | 3.1286 | 2.2301 | 2.155 | 2.0482 | 4.3937 | 3.9526 | 1.938
| HP - Ducted ≥ 6 stars (≥ 3.75) | 3.1695 | 2.8351 | 1.9365 | 1.8614 | 1.7546 | 4.1001 | 3.6591 | 1.6444
| HP - Non-Ducted < 3 stars (< 2.25) | 3.6157 | 3.2709 | 2.3821 | 2.2959 | 2.1982 | 4.5373 | 4.0954 | 2.0863
| HP - Non-Ducted < 4.5 stars (< 3) | 3.4514 | 3.1066 | 2.2178 | 2.1316 | 2.0338 | 4.373 | 3.931 | 1.9219
| HP - Non-Ducted < 6 stars (< 3.75) | 3.2049 | 2.8601 | 1.9713 | 1.8851 | 1.7873 | 4.1265 | 3.6845 | 1.6754
| HP - Non-Ducted ≥ 6 stars (≥ 3.75) | 2.9583 | 2.6136 | 1.7248 | 1.6385 | 1.5408 | 3.88 | 3.438 | 1.4289
| Other or None Specified | 3.9523 | 3.6179 | 2.7193 | 2.6442 | 2.5375 | 4.883 | 4.4419 | 2.4272
NCC Climate Zone |  | 1 | OTHER HEATING TYPES |  |  |  |  | State | QLD
Col 1 | Col 2 | Col 3 | Col 4 | Col 5 | Col 6 | Col 7 | Col 8 | Col 9 | Col 10
Main Type of Heater | Main type of Cooler | Electric Storage (peak) | Electric Storage (off peak) | Heat Pump (Standard) | Heat Pump (off-peak) | Solar electric (Standard) | Gas storage | Gas Instantaneous | Solar Gas
Electric - Resistance (Panel) | Evaporative | 2.2921 | 1.86 | 1.0785 | 0.94378 | 0.90556 | 3.1372 | 2.6864 | 0.75189
| HP - Ducted < 3 stars (< 2.25) | 4.4608 | 4.1488 | 3.2347 | 3.1702 | 3.0478 | 5.4097 | 4.9707 | 2.9484
| HP - Ducted < 4.5 stars (< 3) | 4.2651 | 3.9531 | 3.039 | 2.9745 | 2.8521 | 5.214 | 4.775 | 2.7527
0 | HP - Ducted < 6 stars (< 3.75) | 3.9716 | 3.6596 | 2.7455 | 2.681 | 2.5585 | 4.9204 | 4.4814 | 2.4591
| HP - Ducted ≥ 6 stars (≥ 3.75) | 3.678 | 3.366 | 2.4519 | 2.3874 | 2.2649 | 4.6269 | 4.1879 | 2.1656
| HP - Non-Ducted < 3 stars (< 2.25) | 4.0475 | 3.7192 | 2.8138 | 2.7432 | 2.6335 | 4.9827 | 4.5432 | 2.5275
| HP - Non-Ducted < 4.5 stars (< 3) | 3.8832 | 3.5549 | 2.6494 | 2.5788 | 2.4692 | 4.8183 | 4.3789 | 2.3632
| HP - Non-Ducted < 6 stars (< 3.75) | 3.6367 | 3.3084 | 2.4029 | 2.3323 | 2.2227 | 4.5718 | 4.1324 | 2.1167
| HP - Non-Ducted ≥ 6 stars (≥ 3.75) | 3.3902 | 3.0619 | 2.1564 | 2.0858 | 1.9762 | 4.3253 | 3.8859 | 1.8702
| Other or None Specified | 4.4608 | 4.1488 | 3.2347 | 3.1702 | 3.0478 | 5.4097 | 4.9707 | 2.9484
Wood Heater | Evaporative | 2.2921 | 1.8599 | 1.0785 | 0.94377 | 0.90555 | 3.1372 | 2.6864 | 0.75188
| HP - Ducted < 3 stars (< 2.25) | 4.4608 | 4.1488 | 3.2347 | 3.1702 | 3.0477 | 5.4097 | 4.9707 | 2.9484
| HP - Ducted < 4.5 stars (< 3) | 4.2651 | 3.9531 | 3.039 | 2.9745 | 2.852 | 5.214 | 4.775 | 2.7527
0 | HP - Ducted < 6 stars (< 3.75) | 3.9715 | 3.6596 | 2.7454 | 2.6809 | 2.5585 | 4.9204 | 4.4814 | 2.4591
| HP - Ducted ≥ 6 stars (≥ 3.75) | 3.678 | 3.366 | 2.4519 | 2.3874 | 2.2649 | 4.6269 | 4.1879 | 2.1656
| HP - Non-Ducted < 3 stars (< 2.25) | 4.0475 | 3.7192 | 2.8138 | 2.7432 | 2.6335 | 4.9826 | 4.5432 | 2.5275
| HP - Non-Ducted < 4.5 stars (< 3) | 3.8832 | 3.5549 | 2.6494 | 2.5788 | 2.4692 | 4.8183 | 4.3789 | 2.3632
| HP - Non-Ducted < 6 stars (< 3.75) | 3.6366 | 3.3084 | 2.4029 | 2.3323 | 2.2227 | 4.5718 | 4.1324 | 2.1167
| HP - Non-Ducted ≥ 6 stars (≥ 3.75) | 3.3901 | 3.0619 | 2.1564 | 2.0858 | 1.9762 | 4.3253 | 3.8859 | 1.8702
| Other or None Specified | 4.4608 | 4.1488 | 3.2347 | 3.1702 | 3.0477 | 5.4097 | 4.9707 | 2.9484
Electric - Resistance (Slab) | Evaporative | 2.2921 | 1.86 | 1.0785 | 0.9438 | 0.90558 | 3.1372 | 2.6865 | 0.75191
| HP - Ducted < 3 stars (< 2.25) | 4.4608 | 4.1489 | 3.2347 | 3.1702 | 3.0478 | 5.4097 | 4.9707 | 2.9484
| HP - Ducted < 4.5 stars (< 3) | 4.2651 | 3.9532 | 3.039 | 2.9745 | 2.8521 | 5.214 | 4.775 | 2.7527
0 | HP - Ducted < 6 stars (< 3.75) | 3.9716 | 3.6596 | 2.7455 | 2.681 | 2.5585 | 4.9205 | 4.4815 | 2.4591
| HP - Ducted ≥ 6 stars (≥ 3.75) | 3.678 | 3.366 | 2.4519 | 2.3874 | 2.265 | 4.6269 | 4.1879 | 2.1656
| HP - Non-Ducted < 3 stars (< 2.25) | 4.0475 | 3.7193 | 2.8138 | 2.7432 | 2.6336 | 4.9827 | 4.5432 | 2.5275
| HP - Non-Ducted < 4.5 stars (< 3) | 3.8832 | 3.5549 | 2.6495 | 2.5789 | 2.4692 | 4.8184 | 4.3789 | 2.3632
| HP - Non-Ducted < 6 stars (< 3.75) | 3.6367 | 3.3084 | 2.403 | 2.3324 | 2.2227 | 4.5718 | 4.1324 | 2.1167
| HP - Non-Ducted ≥ 6 stars (≥ 3.75) | 3.3902 | 3.0619 | 2.1565 | 2.0859 | 1.9762 | 4.3253 | 3.8859 | 1.8702
| Other or None Specified | 4.4608 | 4.1489 | 3.2347 | 3.1702 | 3.0478 | 5.4097 | 4.9707 | 2.9484
Other or None Specified | Evaporative | 2.2921 | 1.8599 | 1.0785 | 0.94375 | 0.90553 | 3.1371 | 2.6864 | 0.75186
| HP - Ducted < 3 stars (< 2.25) | 3.9523 | 3.6179 | 2.7193 | 2.6442 | 2.5375 | 4.883 | 4.4419 | 2.4272
| HP - Ducted < 4.5 stars (< 3) | 3.7566 | 3.4222 | 2.5236 | 2.4485 | 2.3418 | 4.6873 | 4.2462 | 2.2315
0 | HP - Ducted < 6 stars (< 3.75) | 3.463 | 3.1286 | 2.2301 | 2.155 | 2.0482 | 4.3937 | 3.9527 | 1.938
| HP - Ducted ≥ 6 stars (≥ 3.75) | 3.1695 | 2.8351 | 1.9365 | 1.8614 | 1.7546 | 4.1002 | 3.6591 | 1.6444
| HP - Non-Ducted < 3 stars (< 2.25) | 3.6157 | 3.2709 | 2.3821 | 2.2959 | 2.1982 | 4.5374 | 4.0954 | 2.0863
| HP - Non-Ducted < 4.5 stars (< 3) | 3.4514 | 3.1066 | 2.2178 | 2.1316 | 2.0338 | 4.373 | 3.931 | 1.9219
| HP - Non-Ducted < 6 stars (< 3.75) | 3.2049 | 2.8601 | 1.9713 | 1.8851 | 1.7873 | 4.1265 | 3.6845 | 1.6754
| HP - Non-Ducted ≥ 6 stars (≥ 3.75) | 2.9584 | 2.6136 | 1.7248 | 1.6386 | 1.5408 | 3.88 | 3.438 | 1.4289
| Other or None Specified | 3.9523 | 3.6179 | 2.7193 | 2.6442 | 2.5375 | 4.883 | 4.4419 | 2.4272
Swimming Pool Pump
| Star | MJ PV/1000L | kW PV/1000L | kW PV / 40,000
| 1 | 249.2893 | 0.045979 | 1.8392 |  | Note: For Option 2 Need to select a base case (eg, 5 Stars)
| 1.5 | 210.4813 | 0.038821 | 1.5529 |  | Requirement = difference between 5 stars and selected star rating
| 2 | 182.9466 | 0.033743 | 1.3497
| 2.5 | 161.589 | 0.029804 | 1.1921
| 3 | 144.1386 | 0.026585 | 1.0634
| 3.5 | 129.3845 | 0.023864 | 0.95455
| 4 | 116.6039 | 0.021507 | 0.86026
| 4.5 | 105.3306 | 0.019427 | 0.77709
| 5 | 95.2463 | 0.017567 | 0.70269
| 5.5 | 86.124 | 0.015885 | 0.63539
| 6 | 77.7959 | 0.014349 | 0.57395
| 6.5 | 70.1348 | 0.012936 | 0.51743
| 7 | 63.0418 | 0.011628 | 0.4651
| 7.5 | 56.4383 | 0.01041 | 0.41638
| 8 | 50.2612 | 0.0092702 | 0.37081
| 8.5 | 44.4587 | 0.0082 | 0.328
| 9 | 38.9879 | 0.007191 | 0.28764
| 9.5 | 33.813 | 0.0062365 | 0.24946
| 10 | 28.9036 | 0.005331 | 0.21324
| Spa Pump |  |  |  |  | Note: For Option 2 Need to select a base case (eg, 50% of ZNSC)
| Star | MJ PV/100 L | kW PV/100L | kW PV/4000L |  | Requirement = % * Reuirement for ZNSC
| Any | 296.0345 | 0.054601 | 2.184

## 1-WA (hidden)
NCC Climate Zone |  | 1 | GAS HEATING TYPES |  |  |  |  | State | WA
Col 1 | Col 2 | Col 3 | Col 4 | Col 5 | Col 6 | Col 7 | Col 8 | Col 9 | Col 10
Main Type of Heater | Main type of Cooler | Electric Storage (peak) | Electric Storage (off peak) | Heat Pump (Standard) | Heat Pump (off-peak) | Solar electric (Standard) | Gas storage | Gas Instantaneous | Solar Gas
Gas - Ducted | Evaporative | 2.8713 | 1.711 | 1.249 | 0.90588 | 1.0447 | 3.1878 | 2.7057 | 0.76984
(includes Hydronic) | HP - Ducted < 3 stars (< 2.25) | 5.3518 | 4.3549 | 3.6541 | 3.374 | 3.3997 | 5.8549 | 5.3778 | 3.1853
< 3Stars | HP - Ducted < 4.5 stars (< 3) | 5.0569 | 4.06 | 3.3591 | 3.0791 | 3.1048 | 5.5599 | 5.0829 | 2.8904
0 | HP - Ducted < 6 stars (< 3.75) | 4.6145 | 3.6176 | 2.9168 | 2.6367 | 2.6624 | 5.1176 | 4.6405 | 2.448
| HP - Ducted ≥ 6 stars (≥ 3.75) | 4.1722 | 3.1753 | 2.4744 | 2.1943 | 2.22 | 4.6752 | 4.1981 | 2.0056
| HP - Non-Ducted < 3 stars (< 2.25) | 4.8502 | 3.8249 | 3.1422 | 2.8578 | 2.9016 | 5.3257 | 4.8496 | 2.6741
| HP - Non-Ducted < 4.5 stars (< 3) | 4.6036 | 3.5784 | 2.8956 | 2.6112 | 2.655 | 5.0792 | 4.6031 | 2.4276
| HP - Non-Ducted < 6 stars (< 3.75) | 4.2338 | 3.2086 | 2.5258 | 2.2414 | 2.2852 | 4.7093 | 4.2333 | 2.0578
| HP - Non-Ducted ≥ 6 stars (≥ 3.75) | 3.864 | 2.8387 | 2.156 | 1.8716 | 1.9154 | 4.3395 | 3.8635 | 1.6879
| Other or None Specified | 5.3518 | 4.3549 | 3.6541 | 3.374 | 3.3997 | 5.8549 | 5.3778 | 3.1853
Gas - Ducted | Evaporative | 2.8712 | 1.711 | 1.249 | 0.90588 | 1.0447 | 3.1878 | 2.7056 | 0.76984
(includes Hydronic) | HP - Ducted < 3 stars (< 2.25) | 5.3518 | 4.3549 | 3.6541 | 3.374 | 3.3997 | 5.8549 | 5.3778 | 3.1853
< 4.5Stars | HP - Ducted < 4.5 stars (< 3) | 5.0569 | 4.06 | 3.3591 | 3.079 | 3.1048 | 5.5599 | 5.0828 | 2.8904
0 | HP - Ducted < 6 stars (< 3.75) | 4.6145 | 3.6176 | 2.9168 | 2.6367 | 2.6624 | 5.1176 | 4.6405 | 2.448
| HP - Ducted ≥ 6 stars (≥ 3.75) | 4.1721 | 3.1753 | 2.4744 | 2.1943 | 2.22 | 4.6752 | 4.1981 | 2.0056
| HP - Non-Ducted < 3 stars (< 2.25) | 4.8502 | 3.8249 | 3.1422 | 2.8578 | 2.9016 | 5.3257 | 4.8496 | 2.6741
| HP - Non-Ducted < 4.5 stars (< 3) | 4.6036 | 3.5784 | 2.8956 | 2.6112 | 2.655 | 5.0791 | 4.6031 | 2.4276
| HP - Non-Ducted < 6 stars (< 3.75) | 4.2338 | 3.2086 | 2.5258 | 2.2414 | 2.2852 | 4.7093 | 4.2333 | 2.0578
| HP - Non-Ducted ≥ 6 stars (≥ 3.75) | 3.864 | 2.8387 | 2.156 | 1.8716 | 1.9154 | 4.3395 | 3.8635 | 1.6879
| Other or None Specified | 5.3518 | 4.3549 | 3.6541 | 3.374 | 3.3997 | 5.8549 | 5.3778 | 3.1853
Gas - Ducted | Evaporative | 2.8712 | 1.711 | 1.249 | 0.90586 | 1.0447 | 3.1878 | 2.7056 | 0.76983
(includes Hydronic) | HP - Ducted < 3 stars (< 2.25) | 5.3518 | 4.3549 | 3.654 | 3.3739 | 3.3997 | 5.8548 | 5.3778 | 3.1853
< 6Stars | HP - Ducted < 4.5 stars (< 3) | 5.0569 | 4.06 | 3.3591 | 3.079 | 3.1048 | 5.5599 | 5.0828 | 2.8904
0 | HP - Ducted < 6 stars (< 3.75) | 4.6145 | 3.6176 | 2.9168 | 2.6367 | 2.6624 | 5.1176 | 4.6405 | 2.448
| HP - Ducted ≥ 6 stars (≥ 3.75) | 4.1721 | 3.1752 | 2.4744 | 2.1943 | 2.22 | 4.6752 | 4.1981 | 2.0056
| HP - Non-Ducted < 3 stars (< 2.25) | 4.8501 | 3.8249 | 3.1422 | 2.8578 | 2.9016 | 5.3257 | 4.8496 | 2.6741
| HP - Non-Ducted < 4.5 stars (< 3) | 4.6036 | 3.5784 | 2.8956 | 2.6112 | 2.655 | 5.0791 | 4.6031 | 2.4276
| HP - Non-Ducted < 6 stars (< 3.75) | 4.2338 | 3.2085 | 2.5258 | 2.2414 | 2.2852 | 4.7093 | 4.2333 | 2.0577
| HP - Non-Ducted ≥ 6 stars (≥ 3.75) | 3.864 | 2.8387 | 2.156 | 1.8716 | 1.9154 | 4.3395 | 3.8634 | 1.6879
| Other or None Specified | 5.3518 | 4.3549 | 3.654 | 3.3739 | 3.3997 | 5.8548 | 5.3778 | 3.1853
Gas - Ducted | Evaporative | 2.8712 | 1.7109 | 1.249 | 0.90585 | 1.0447 | 3.1878 | 2.7056 | 0.76982
(includes Hydronic) | HP - Ducted < 3 stars (< 2.25) | 5.3518 | 4.3549 | 3.654 | 3.3739 | 3.3997 | 5.8548 | 5.3777 | 3.1853
≥ 6Stars | HP - Ducted < 4.5 stars (< 3) | 5.0569 | 4.06 | 3.3591 | 3.079 | 3.1047 | 5.5599 | 5.0828 | 2.8904
0 | HP - Ducted < 6 stars (< 3.75) | 4.6145 | 3.6176 | 2.9167 | 2.6366 | 2.6624 | 5.1175 | 4.6404 | 2.448
| HP - Ducted ≥ 6 stars (≥ 3.75) | 4.1721 | 3.1752 | 2.4744 | 2.1943 | 2.22 | 4.6752 | 4.1981 | 2.0056
| HP - Non-Ducted < 3 stars (< 2.25) | 4.8501 | 3.8249 | 3.1422 | 2.8578 | 2.9015 | 5.3257 | 4.8496 | 2.6741
| HP - Non-Ducted < 4.5 stars (< 3) | 4.6036 | 3.5784 | 2.8956 | 2.6112 | 2.655 | 5.0791 | 4.6031 | 2.4276
| HP - Non-Ducted < 6 stars (< 3.75) | 4.2338 | 3.2085 | 2.5258 | 2.2414 | 2.2852 | 4.7093 | 4.2333 | 2.0577
| HP - Non-Ducted ≥ 6 stars (≥ 3.75) | 3.864 | 2.8387 | 2.156 | 1.8716 | 1.9154 | 4.3395 | 3.8634 | 1.6879
| Other or None Specified | 5.3518 | 4.3549 | 3.654 | 3.3739 | 3.3997 | 5.8548 | 5.3777 | 3.1853
Gas - Non Ducted | Evaporative | 2.8712 | 1.711 | 1.249 | 0.90586 | 1.0447 | 3.1878 | 2.7056 | 0.76983
| HP - Ducted < 3 stars (< 2.25) | 5.3518 | 4.3549 | 3.654 | 3.3739 | 3.3997 | 5.8548 | 5.3777 | 3.1853
< 3Stars | HP - Ducted < 4.5 stars (< 3) | 5.0569 | 4.06 | 3.3591 | 3.079 | 3.1048 | 5.5599 | 5.0828 | 2.8904
0 | HP - Ducted < 6 stars (< 3.75) | 4.6145 | 3.6176 | 2.9167 | 2.6367 | 2.6624 | 5.1175 | 4.6405 | 2.448
| HP - Ducted ≥ 6 stars (≥ 3.75) | 4.1721 | 3.1752 | 2.4744 | 2.1943 | 2.22 | 4.6752 | 4.1981 | 2.0056
| HP - Non-Ducted < 3 stars (< 2.25) | 4.8501 | 3.8249 | 3.1422 | 2.8578 | 2.9016 | 5.3257 | 4.8496 | 2.6741
| HP - Non-Ducted < 4.5 stars (< 3) | 4.6036 | 3.5784 | 2.8956 | 2.6112 | 2.655 | 5.0791 | 4.6031 | 2.4276
| HP - Non-Ducted < 6 stars (< 3.75) | 4.2338 | 3.2085 | 2.5258 | 2.2414 | 2.2852 | 4.7093 | 4.2333 | 2.0577
| HP - Non-Ducted ≥ 6 stars (≥ 3.75) | 3.864 | 2.8387 | 2.156 | 1.8716 | 1.9154 | 4.3395 | 3.8634 | 1.6879
| Other or None Specified | 5.3518 | 4.3549 | 3.654 | 3.3739 | 3.3997 | 5.8548 | 5.3777 | 3.1853
Gas - Non Ducted | Evaporative | 2.8712 | 1.711 | 1.249 | 0.90586 | 1.0447 | 3.1878 | 2.7056 | 0.76982
| HP - Ducted < 3 stars (< 2.25) | 5.3518 | 4.3549 | 3.654 | 3.3739 | 3.3997 | 5.8548 | 5.3777 | 3.1853
< 4.5Stars | HP - Ducted < 4.5 stars (< 3) | 5.0569 | 4.06 | 3.3591 | 3.079 | 3.1048 | 5.5599 | 5.0828 | 2.8904
0 | HP - Ducted < 6 stars (< 3.75) | 4.6145 | 3.6176 | 2.9167 | 2.6366 | 2.6624 | 5.1175 | 4.6404 | 2.448
| HP - Ducted ≥ 6 stars (≥ 3.75) | 4.1721 | 3.1752 | 2.4744 | 2.1943 | 2.22 | 4.6752 | 4.1981 | 2.0056
| HP - Non-Ducted < 3 stars (< 2.25) | 4.8501 | 3.8249 | 3.1422 | 2.8578 | 2.9015 | 5.3257 | 4.8496 | 2.6741
| HP - Non-Ducted < 4.5 stars (< 3) | 4.6036 | 3.5784 | 2.8956 | 2.6112 | 2.655 | 5.0791 | 4.6031 | 2.4276
| HP - Non-Ducted < 6 stars (< 3.75) | 4.2338 | 3.2085 | 2.5258 | 2.2414 | 2.2852 | 4.7093 | 4.2333 | 2.0577
| HP - Non-Ducted ≥ 6 stars (≥ 3.75) | 3.864 | 2.8387 | 2.156 | 1.8716 | 1.9154 | 4.3395 | 3.8634 | 1.6879
| Other or None Specified | 5.3518 | 4.3549 | 3.654 | 3.3739 | 3.3997 | 5.8548 | 5.3777 | 3.1853
Gas - Non Ducted | Evaporative | 2.8712 | 1.7109 | 1.249 | 0.90585 | 1.0447 | 3.1878 | 2.7056 | 0.76982
| HP - Ducted < 3 stars (< 2.25) | 5.3518 | 4.3549 | 3.654 | 3.3739 | 3.3997 | 5.8548 | 5.3777 | 3.1853
< 6Stars | HP - Ducted < 4.5 stars (< 3) | 5.0569 | 4.06 | 3.3591 | 3.079 | 3.1047 | 5.5599 | 5.0828 | 2.8903
0 | HP - Ducted < 6 stars (< 3.75) | 4.6145 | 3.6176 | 2.9167 | 2.6366 | 2.6624 | 5.1175 | 4.6404 | 2.448
| HP - Ducted ≥ 6 stars (≥ 3.75) | 4.1721 | 3.1752 | 2.4744 | 2.1943 | 2.22 | 4.6752 | 4.1981 | 2.0056
| HP - Non-Ducted < 3 stars (< 2.25) | 4.8501 | 3.8249 | 3.1421 | 2.8578 | 2.9015 | 5.3257 | 4.8496 | 2.6741
| HP - Non-Ducted < 4.5 stars (< 3) | 4.6036 | 3.5783 | 2.8956 | 2.6112 | 2.655 | 5.0791 | 4.6031 | 2.4275
| HP - Non-Ducted < 6 stars (< 3.75) | 4.2338 | 3.2085 | 2.5258 | 2.2414 | 2.2852 | 4.7093 | 4.2332 | 2.0577
| HP - Non-Ducted ≥ 6 stars (≥ 3.75) | 3.8639 | 2.8387 | 2.156 | 1.8716 | 1.9154 | 4.3395 | 3.8634 | 1.6879
| Other or None Specified | 5.3518 | 4.3549 | 3.654 | 3.3739 | 3.3997 | 5.8548 | 5.3777 | 3.1853
Gas - Non Ducted | Evaporative | 2.8712 | 1.7109 | 1.249 | 0.90585 | 1.0447 | 3.1878 | 2.7056 | 0.76981
| HP - Ducted < 3 stars (< 2.25) | 5.3518 | 4.3549 | 3.654 | 3.3739 | 3.3997 | 5.8548 | 5.3777 | 3.1853
≥ 6Stars | HP - Ducted < 4.5 stars (< 3) | 5.0569 | 4.06 | 3.3591 | 3.079 | 3.1047 | 5.5599 | 5.0828 | 2.8903
0 | HP - Ducted < 6 stars (< 3.75) | 4.6145 | 3.6176 | 2.9167 | 2.6366 | 2.6624 | 5.1175 | 4.6404 | 2.448
| HP - Ducted ≥ 6 stars (≥ 3.75) | 4.1721 | 3.1752 | 2.4744 | 2.1943 | 2.22 | 4.6752 | 4.1981 | 2.0056
| HP - Non-Ducted < 3 stars (< 2.25) | 4.8501 | 3.8249 | 3.1421 | 2.8578 | 2.9015 | 5.3257 | 4.8496 | 2.6741
| HP - Non-Ducted < 4.5 stars (< 3) | 4.6036 | 3.5783 | 2.8956 | 2.6112 | 2.655 | 5.0791 | 4.6031 | 2.4275
| HP - Non-Ducted < 6 stars (< 3.75) | 4.2338 | 3.2085 | 2.5258 | 2.2414 | 2.2852 | 4.7093 | 4.2332 | 2.0577
| HP - Non-Ducted ≥ 6 stars (≥ 3.75) | 3.8639 | 2.8387 | 2.156 | 1.8716 | 1.9154 | 4.3395 | 3.8634 | 1.6879
| Other or None Specified | 5.3518 | 4.3549 | 3.654 | 3.3739 | 3.3997 | 5.8548 | 5.3777 | 3.1853
NCC Climate Zone |  | 1 | HEAT PUMP HEATING TYPES |  |  |  |  | State | WA
Col 1 | Col 2 | Col 3 | Col 4 | Col 5 | Col 6 | Col 7 | Col 8 | Col 9 | Col 10
Main Type of Heater | Main type of Cooler | Electric Storage (peak) | Electric Storage (off peak) | Heat Pump (Standard) | Heat Pump (off-peak) | Solar electric (Standard) | Gas storage | Gas Instantaneous | Solar Gas
Heat Pump - Ducted | Evaporative | 2.8712 | 1.7109 | 1.249 | 0.90582 | 1.0447 | 3.1877 | 2.7056 | 0.76978
| HP - Ducted < 3 stars (< 2.25) | 5.3517 | 4.3548 | 3.654 | 3.3739 | 3.3996 | 5.8548 | 5.3777 | 3.1852
< 3 Stars (< 2.25) | HP - Ducted < 4.5 stars (< 3) | 5.0568 | 4.0599 | 3.3591 | 3.079 | 3.1047 | 5.5599 | 5.0828 | 2.8903
0 | HP - Ducted < 6 stars (< 3.75) | 4.6144 | 3.6176 | 2.9167 | 2.6366 | 2.6623 | 5.1175 | 4.6404 | 2.4479
| HP - Ducted ≥ 6 stars (≥ 3.75) | 4.1721 | 3.1752 | 2.4743 | 2.1942 | 2.22 | 4.6751 | 4.198 | 2.0056
| HP - Non-Ducted < 3 stars (< 2.25) | 4.8501 | 3.8248 | 3.1421 | 2.8577 | 2.9015 | 5.3256 | 4.8496 | 2.6741
| HP - Non-Ducted < 4.5 stars (< 3) | 4.6035 | 3.5783 | 2.8956 | 2.6112 | 2.655 | 5.0791 | 4.603 | 2.4275
| HP - Non-Ducted < 6 stars (< 3.75) | 4.2337 | 3.2085 | 2.5257 | 2.2414 | 2.2851 | 4.7092 | 4.2332 | 2.0577
| HP - Non-Ducted ≥ 6 stars (≥ 3.75) | 3.8639 | 2.8387 | 2.1559 | 1.8715 | 1.9153 | 4.3394 | 3.8634 | 1.6879
| Other or None Specified | 5.3517 | 4.3548 | 3.654 | 3.3739 | 3.3996 | 5.8548 | 5.3777 | 3.1852
Heat Pump - Ducted | Evaporative | 2.8712 | 1.7109 | 1.249 | 0.90582 | 1.0447 | 3.1877 | 2.7056 | 0.76978
| HP - Ducted < 3 stars (< 2.25) | 5.3517 | 4.3548 | 3.654 | 3.3739 | 3.3996 | 5.8548 | 5.3777 | 3.1852
< 4.5 Stars (< 3.0) | HP - Ducted < 4.5 stars (< 3) | 5.0568 | 4.0599 | 3.3591 | 3.079 | 3.1047 | 5.5599 | 5.0828 | 2.8903
0 | HP - Ducted < 6 stars (< 3.75) | 4.6144 | 3.6176 | 2.9167 | 2.6366 | 2.6623 | 5.1175 | 4.6404 | 2.4479
| HP - Ducted ≥ 6 stars (≥ 3.75) | 4.1721 | 3.1752 | 2.4743 | 2.1942 | 2.2199 | 4.6751 | 4.198 | 2.0056
| HP - Non-Ducted < 3 stars (< 2.25) | 4.8501 | 3.8248 | 3.1421 | 2.8577 | 2.9015 | 5.3256 | 4.8496 | 2.6741
| HP - Non-Ducted < 4.5 stars (< 3) | 4.6035 | 3.5783 | 2.8956 | 2.6112 | 2.655 | 5.0791 | 4.603 | 2.4275
| HP - Non-Ducted < 6 stars (< 3.75) | 4.2337 | 3.2085 | 2.5257 | 2.2414 | 2.2851 | 4.7092 | 4.2332 | 2.0577
| HP - Non-Ducted ≥ 6 stars (≥ 3.75) | 3.8639 | 2.8387 | 2.1559 | 1.8715 | 1.9153 | 4.3394 | 3.8634 | 1.6879
| Other or None Specified | 5.3517 | 4.3548 | 3.654 | 3.3739 | 3.3996 | 5.8548 | 5.3777 | 3.1852
Heat Pump - Ducted | Evaporative | 2.8712 | 1.7109 | 1.249 | 0.90582 | 1.0447 | 3.1877 | 2.7056 | 0.76978
| HP - Ducted < 3 stars (< 2.25) | 5.3517 | 4.3548 | 3.654 | 3.3739 | 3.3996 | 5.8548 | 5.3777 | 3.1852
< 6 Stars (< 3.75) | HP - Ducted < 4.5 stars (< 3) | 5.0568 | 4.0599 | 3.3591 | 3.079 | 3.1047 | 5.5599 | 5.0828 | 2.8903
0 | HP - Ducted < 6 stars (< 3.75) | 4.6144 | 3.6175 | 2.9167 | 2.6366 | 2.6623 | 5.1175 | 4.6404 | 2.4479
| HP - Ducted ≥ 6 stars (≥ 3.75) | 4.1721 | 3.1752 | 2.4743 | 2.1942 | 2.2199 | 4.6751 | 4.198 | 2.0056
| HP - Non-Ducted < 3 stars (< 2.25) | 4.8501 | 3.8248 | 3.1421 | 2.8577 | 2.9015 | 5.3256 | 4.8496 | 2.674
| HP - Non-Ducted < 4.5 stars (< 3) | 4.6035 | 3.5783 | 2.8956 | 2.6112 | 2.655 | 5.0791 | 4.603 | 2.4275
| HP - Non-Ducted < 6 stars (< 3.75) | 4.2337 | 3.2085 | 2.5257 | 2.2413 | 2.2851 | 4.7092 | 4.2332 | 2.0577
| HP - Non-Ducted ≥ 6 stars (≥ 3.75) | 3.8639 | 2.8387 | 2.1559 | 1.8715 | 1.9153 | 4.3394 | 3.8634 | 1.6879
| Other or None Specified | 5.3517 | 4.3548 | 3.654 | 3.3739 | 3.3996 | 5.8548 | 5.3777 | 3.1852
Heat Pump - Ducted | Evaporative | 2.8712 | 1.7109 | 1.249 | 0.90581 | 1.0447 | 3.1877 | 2.7056 | 0.76978
| HP - Ducted < 3 stars (< 2.25) | 5.3517 | 4.3548 | 3.654 | 3.3739 | 3.3996 | 5.8548 | 5.3777 | 3.1852
≥ 6 Stars (≥ 3.75) | HP - Ducted < 4.5 stars (< 3) | 5.0568 | 4.0599 | 3.3591 | 3.079 | 3.1047 | 5.5599 | 5.0828 | 2.8903
0 | HP - Ducted < 6 stars (< 3.75) | 4.6144 | 3.6175 | 2.9167 | 2.6366 | 2.6623 | 5.1175 | 4.6404 | 2.4479
| HP - Ducted ≥ 6 stars (≥ 3.75) | 4.1721 | 3.1752 | 2.4743 | 2.1942 | 2.2199 | 4.6751 | 4.198 | 2.0056
| HP - Non-Ducted < 3 stars (< 2.25) | 4.8501 | 3.8248 | 3.1421 | 2.8577 | 2.9015 | 5.3256 | 4.8496 | 2.674
| HP - Non-Ducted < 4.5 stars (< 3) | 4.6035 | 3.5783 | 2.8956 | 2.6112 | 2.6549 | 5.0791 | 4.603 | 2.4275
| HP - Non-Ducted < 6 stars (< 3.75) | 4.2337 | 3.2085 | 2.5257 | 2.2413 | 2.2851 | 4.7092 | 4.2332 | 2.0577
| HP - Non-Ducted ≥ 6 stars (≥ 3.75) | 3.8639 | 2.8387 | 2.1559 | 1.8715 | 1.9153 | 4.3394 | 3.8634 | 1.6879
| Other or None Specified | 5.3517 | 4.3548 | 3.654 | 3.3739 | 3.3996 | 5.8548 | 5.3777 | 3.1852
Heat Pump - Non Ducted | Evaporative | 2.8712 | 1.7109 | 1.249 | 0.90582 | 1.0447 | 3.1877 | 2.7056 | 0.76978
| HP - Ducted < 3 stars (< 2.25) | 5.3517 | 4.3548 | 3.654 | 3.3739 | 3.3996 | 5.8548 | 5.3777 | 3.1852
< 3 Stars (< 2.25) | HP - Ducted < 4.5 stars (< 3) | 5.0568 | 4.0599 | 3.3591 | 3.079 | 3.1047 | 5.5599 | 5.0828 | 2.8903
0 | HP - Ducted < 6 stars (< 3.75) | 4.6144 | 3.6175 | 2.9167 | 2.6366 | 2.6623 | 5.1175 | 4.6404 | 2.4479
| HP - Ducted ≥ 6 stars (≥ 3.75) | 4.1721 | 3.1752 | 2.4743 | 2.1942 | 2.2199 | 4.6751 | 4.198 | 2.0056
| HP - Non-Ducted < 3 stars (< 2.25) | 4.8501 | 3.8248 | 3.1421 | 2.8577 | 2.9015 | 5.3256 | 4.8496 | 2.674
| HP - Non-Ducted < 4.5 stars (< 3) | 4.6035 | 3.5783 | 2.8956 | 2.6112 | 2.655 | 5.0791 | 4.603 | 2.4275
| HP - Non-Ducted < 6 stars (< 3.75) | 4.2337 | 3.2085 | 2.5257 | 2.2413 | 2.2851 | 4.7092 | 4.2332 | 2.0577
| HP - Non-Ducted ≥ 6 stars (≥ 3.75) | 3.8639 | 2.8387 | 2.1559 | 1.8715 | 1.9153 | 4.3394 | 3.8634 | 1.6879
| Other or None Specified | 5.3517 | 4.3548 | 3.654 | 3.3739 | 3.3996 | 5.8548 | 5.3777 | 3.1852
Heat Pump - Non Ducted | Evaporative | 2.8712 | 1.7109 | 1.249 | 0.90582 | 1.0447 | 3.1877 | 2.7056 | 0.76978
| HP - Ducted < 3 stars (< 2.25) | 5.3517 | 4.3548 | 3.654 | 3.3739 | 3.3996 | 5.8548 | 5.3777 | 3.1852
< 4.5 Stars (< 3.0) | HP - Ducted < 4.5 stars (< 3) | 5.0568 | 4.0599 | 3.3591 | 3.079 | 3.1047 | 5.5599 | 5.0828 | 2.8903
0 | HP - Ducted < 6 stars (< 3.75) | 4.6144 | 3.6175 | 2.9167 | 2.6366 | 2.6623 | 5.1175 | 4.6404 | 2.4479
| HP - Ducted ≥ 6 stars (≥ 3.75) | 4.1721 | 3.1752 | 2.4743 | 2.1942 | 2.2199 | 4.6751 | 4.198 | 2.0056
| HP - Non-Ducted < 3 stars (< 2.25) | 4.8501 | 3.8248 | 3.1421 | 2.8577 | 2.9015 | 5.3256 | 4.8496 | 2.674
| HP - Non-Ducted < 4.5 stars (< 3) | 4.6035 | 3.5783 | 2.8956 | 2.6112 | 2.6549 | 5.0791 | 4.603 | 2.4275
| HP - Non-Ducted < 6 stars (< 3.75) | 4.2337 | 3.2085 | 2.5257 | 2.2413 | 2.2851 | 4.7092 | 4.2332 | 2.0577
| HP - Non-Ducted ≥ 6 stars (≥ 3.75) | 3.8639 | 2.8387 | 2.1559 | 1.8715 | 1.9153 | 4.3394 | 3.8634 | 1.6879
| Other or None Specified | 5.3517 | 4.3548 | 3.654 | 3.3739 | 3.3996 | 5.8548 | 5.3777 | 3.1852
Heat Pump - Non Ducted | Evaporative | 2.8712 | 1.7109 | 1.249 | 0.90581 | 1.0447 | 3.1877 | 2.7056 | 0.76978
| HP - Ducted < 3 stars (< 2.25) | 5.3517 | 4.3548 | 3.654 | 3.3739 | 3.3996 | 5.8548 | 5.3777 | 3.1852
< 6 Stars (< 3.75) | HP - Ducted < 4.5 stars (< 3) | 5.0568 | 4.0599 | 3.3591 | 3.079 | 3.1047 | 5.5599 | 5.0828 | 2.8903
0 | HP - Ducted < 6 stars (< 3.75) | 4.6144 | 3.6175 | 2.9167 | 2.6366 | 2.6623 | 5.1175 | 4.6404 | 2.4479
| HP - Ducted ≥ 6 stars (≥ 3.75) | 4.1721 | 3.1752 | 2.4743 | 2.1942 | 2.2199 | 4.6751 | 4.198 | 2.0056
| HP - Non-Ducted < 3 stars (< 2.25) | 4.8501 | 3.8248 | 3.1421 | 2.8577 | 2.9015 | 5.3256 | 4.8496 | 2.674
| HP - Non-Ducted < 4.5 stars (< 3) | 4.6035 | 3.5783 | 2.8956 | 2.6112 | 2.6549 | 5.0791 | 4.603 | 2.4275
| HP - Non-Ducted < 6 stars (< 3.75) | 4.2337 | 3.2085 | 2.5257 | 2.2413 | 2.2851 | 4.7092 | 4.2332 | 2.0577
| HP - Non-Ducted ≥ 6 stars (≥ 3.75) | 3.8639 | 2.8387 | 2.1559 | 1.8715 | 1.9153 | 4.3394 | 3.8634 | 1.6879
| Other or None Specified | 5.3517 | 4.3548 | 3.654 | 3.3739 | 3.3996 | 5.8548 | 5.3777 | 3.1852
Heat Pump - Non Ducted | Evaporative | 2.8712 | 1.7109 | 1.249 | 0.90581 | 1.0447 | 3.1877 | 2.7056 | 0.76977
| HP - Ducted < 3 stars (< 2.25) | 5.3517 | 4.3548 | 3.654 | 3.3739 | 3.3996 | 5.8548 | 5.3777 | 3.1852
≥ 6 Stars (≥ 3.75) | HP - Ducted < 4.5 stars (< 3) | 5.0568 | 4.0599 | 3.3591 | 3.079 | 3.1047 | 5.5598 | 5.0828 | 2.8903
0 | HP - Ducted < 6 stars (< 3.75) | 4.6144 | 3.6175 | 2.9167 | 2.6366 | 2.6623 | 5.1175 | 4.6404 | 2.4479
| HP - Ducted ≥ 6 stars (≥ 3.75) | 4.1721 | 3.1752 | 2.4743 | 2.1942 | 2.2199 | 4.6751 | 4.198 | 2.0055
| HP - Non-Ducted < 3 stars (< 2.25) | 4.8501 | 3.8248 | 3.1421 | 2.8577 | 2.9015 | 5.3256 | 4.8496 | 2.674
| HP - Non-Ducted < 4.5 stars (< 3) | 4.6035 | 3.5783 | 2.8956 | 2.6112 | 2.6549 | 5.0791 | 4.603 | 2.4275
| HP - Non-Ducted < 6 stars (< 3.75) | 4.2337 | 3.2085 | 2.5257 | 2.2413 | 2.2851 | 4.7092 | 4.2332 | 2.0577
| HP - Non-Ducted ≥ 6 stars (≥ 3.75) | 3.8639 | 2.8387 | 2.1559 | 1.8715 | 1.9153 | 4.3394 | 3.8634 | 1.6879
| Other or None Specified | 5.3517 | 4.3548 | 3.654 | 3.3739 | 3.3996 | 5.8548 | 5.3777 | 3.1852
NCC Climate Zone |  | 1 | OTHER HEATING TYPES |  |  |  |  | State | WA
Col 1 | Col 2 | Col 3 | Col 4 | Col 5 | Col 6 | Col 7 | Col 8 | Col 9 | Col 10
Main Type of Heater | Main type of Cooler | Electric Storage (peak) | Electric Storage (off peak) | Heat Pump (Standard) | Heat Pump (off-peak) | Solar electric (Standard) | Gas storage | Gas Instantaneous | Solar Gas
Electric - Resistance (Panel) | Evaporative | 2.8712 | 1.711 | 1.249 | 0.90586 | 1.0447 | 3.1878 | 2.7056 | 0.76982
| HP - Ducted < 3 stars (< 2.25) | 6.1247 | 5.1568 | 4.4361 | 4.1691 | 4.1759 | 6.6561 | 6.1826 | 3.9754
| HP - Ducted < 4.5 stars (< 3) | 5.8298 | 4.8619 | 4.1412 | 3.8742 | 3.881 | 6.3612 | 5.8876 | 3.6805
0 | HP - Ducted < 6 stars (< 3.75) | 5.3874 | 4.4195 | 3.6988 | 3.4318 | 3.4387 | 5.9189 | 5.4453 | 3.2381
| HP - Ducted ≥ 6 stars (≥ 3.75) | 4.945 | 3.9772 | 3.2564 | 2.9894 | 2.9963 | 5.4765 | 5.0029 | 2.7958
| HP - Non-Ducted < 3 stars (< 2.25) | 5.4974 | 4.5057 | 3.7973 | 3.5255 | 3.5454 | 6.0057 | 5.5315 | 3.3351
| HP - Non-Ducted < 4.5 stars (< 3) | 5.2508 | 4.2591 | 3.5508 | 3.2789 | 3.2988 | 5.7591 | 5.285 | 3.0885
| HP - Non-Ducted < 6 stars (< 3.75) | 4.881 | 3.8893 | 3.1809 | 2.9091 | 2.929 | 5.3893 | 4.9152 | 2.7187
| HP - Non-Ducted ≥ 6 stars (≥ 3.75) | 4.5112 | 3.5195 | 2.8111 | 2.5393 | 2.5592 | 5.0195 | 4.5454 | 2.3489
| Other or None Specified | 6.1247 | 5.1568 | 4.4361 | 4.1691 | 4.1759 | 6.6561 | 6.1826 | 3.9754
Wood Heater | Evaporative | 2.8712 | 1.7109 | 1.249 | 0.90583 | 1.0447 | 3.1877 | 2.7056 | 0.7698
| HP - Ducted < 3 stars (< 2.25) | 6.1247 | 5.1568 | 4.4361 | 4.169 | 4.1759 | 6.6561 | 6.1825 | 3.9754
| HP - Ducted < 4.5 stars (< 3) | 5.8297 | 4.8619 | 4.1411 | 3.8741 | 3.881 | 6.3612 | 5.8876 | 3.6805
0 | HP - Ducted < 6 stars (< 3.75) | 5.3874 | 4.4195 | 3.6988 | 3.4318 | 3.4386 | 5.9188 | 5.4452 | 3.2381
| HP - Ducted ≥ 6 stars (≥ 3.75) | 4.945 | 3.9771 | 3.2564 | 2.9894 | 2.9962 | 5.4764 | 5.0028 | 2.7957
| HP - Non-Ducted < 3 stars (< 2.25) | 5.4974 | 4.5057 | 3.7973 | 3.5254 | 3.5453 | 6.0056 | 5.5315 | 3.335
| HP - Non-Ducted < 4.5 stars (< 3) | 5.2508 | 4.2591 | 3.5507 | 3.2789 | 3.2988 | 5.7591 | 5.285 | 3.0885
| HP - Non-Ducted < 6 stars (< 3.75) | 4.881 | 3.8893 | 3.1809 | 2.9091 | 2.929 | 5.3893 | 4.9151 | 2.7187
| HP - Non-Ducted ≥ 6 stars (≥ 3.75) | 4.5112 | 3.5195 | 2.8111 | 2.5393 | 2.5591 | 5.0194 | 4.5453 | 2.3489
| Other or None Specified | 6.1247 | 5.1568 | 4.4361 | 4.169 | 4.1759 | 6.6561 | 6.1825 | 3.9754
Electric - Resistance (Slab) | Evaporative | 2.8712 | 1.7109 | 1.249 | 0.90585 | 1.0447 | 3.1878 | 2.7056 | 0.76981
| HP - Ducted < 3 stars (< 2.25) | 6.1247 | 5.1568 | 4.4361 | 4.1691 | 4.1759 | 6.6561 | 6.1825 | 3.9754
| HP - Ducted < 4.5 stars (< 3) | 5.8298 | 4.8619 | 4.1412 | 3.8741 | 3.881 | 6.3612 | 5.8876 | 3.6805
0 | HP - Ducted < 6 stars (< 3.75) | 5.3874 | 4.4195 | 3.6988 | 3.4318 | 3.4386 | 5.9188 | 5.4452 | 3.2381
| HP - Ducted ≥ 6 stars (≥ 3.75) | 4.945 | 3.9772 | 3.2564 | 2.9894 | 2.9963 | 5.4765 | 5.0029 | 2.7958
| HP - Non-Ducted < 3 stars (< 2.25) | 5.4974 | 4.5057 | 3.7973 | 3.5255 | 3.5453 | 6.0056 | 5.5315 | 3.3351
| HP - Non-Ducted < 4.5 stars (< 3) | 5.2508 | 4.2591 | 3.5507 | 3.2789 | 3.2988 | 5.7591 | 5.285 | 3.0885
| HP - Non-Ducted < 6 stars (< 3.75) | 4.881 | 3.8893 | 3.1809 | 2.9091 | 2.929 | 5.3893 | 4.9152 | 2.7187
| HP - Non-Ducted ≥ 6 stars (≥ 3.75) | 4.5112 | 3.5195 | 2.8111 | 2.5393 | 2.5592 | 5.0195 | 4.5454 | 2.3489
| Other or None Specified | 6.1247 | 5.1568 | 4.4361 | 4.1691 | 4.1759 | 6.6561 | 6.1825 | 3.9754
Other or None Specified | Evaporative | 2.8712 | 1.7109 | 1.249 | 0.90582 | 1.0447 | 3.1877 | 2.7056 | 0.76978
| HP - Ducted < 3 stars (< 2.25) | 5.3517 | 4.3548 | 3.654 | 3.3739 | 3.3996 | 5.8548 | 5.3777 | 3.1852
| HP - Ducted < 4.5 stars (< 3) | 5.0568 | 4.0599 | 3.3591 | 3.079 | 3.1047 | 5.5599 | 5.0828 | 2.8903
0 | HP - Ducted < 6 stars (< 3.75) | 4.6144 | 3.6176 | 2.9167 | 2.6366 | 2.6623 | 5.1175 | 4.6404 | 2.4479
| HP - Ducted ≥ 6 stars (≥ 3.75) | 4.1721 | 3.1752 | 2.4743 | 2.1942 | 2.22 | 4.6751 | 4.198 | 2.0056
| HP - Non-Ducted < 3 stars (< 2.25) | 4.8501 | 3.8248 | 3.1421 | 2.8577 | 2.9015 | 5.3256 | 4.8496 | 2.6741
| HP - Non-Ducted < 4.5 stars (< 3) | 4.6035 | 3.5783 | 2.8956 | 2.6112 | 2.655 | 5.0791 | 4.603 | 2.4275
| HP - Non-Ducted < 6 stars (< 3.75) | 4.2337 | 3.2085 | 2.5257 | 2.2414 | 2.2851 | 4.7092 | 4.2332 | 2.0577
| HP - Non-Ducted ≥ 6 stars (≥ 3.75) | 3.8639 | 2.8387 | 2.1559 | 1.8715 | 1.9153 | 4.3394 | 3.8634 | 1.6879
| Other or None Specified | 5.3517 | 4.3548 | 3.654 | 3.3739 | 3.3996 | 5.8548 | 5.3777 | 3.1852
Swimming Pool Pump
| Star | MJ PV/1000L | kW PV/1000L | kW PV / 40,000
| 1 | 358.802 | 0.066178 | 2.6471 |  | Note: For Option 2 Need to select a base case (eg, 5 Stars)
| 1.5 | 302.8956 | 0.055866 | 2.2347 |  | Requirement = difference between 5 stars and selected star rating
| 2 | 263.2293 | 0.04855 | 1.942
| 2.5 | 232.4617 | 0.042876 | 1.715
| 3 | 207.3228 | 0.038239 | 1.5296
| 3.5 | 186.0682 | 0.034319 | 1.3727
| 4 | 167.6565 | 0.030923 | 1.2369
| 4.5 | 151.4163 | 0.027927 | 1.1171
| 5 | 136.889 | 0.025248 | 1.0099
| 5.5 | 123.7474 | 0.022824 | 0.91297
| 6 | 111.7501 | 0.020611 | 0.82445
| 6.5 | 100.7136 | 0.018576 | 0.74303
| 7 | 90.4954 | 0.016691 | 0.66764
| 7.5 | 80.9825 | 0.014937 | 0.59746
| 8 | 72.0838 | 0.013295 | 0.53181
| 8.5 | 63.7247 | 0.011753 | 0.47014
| 9 | 55.8436 | 0.0103 | 0.41199
| 9.5 | 48.3887 | 0.0089249 | 0.35699
| 10 | 41.3162 | 0.0076204 | 0.30482
| Spa Pump |  |  |  |  | Note: For Option 2 Need to select a base case (eg, 50% of ZNSC)
| Star | MJ PV/100 L | kW PV/100L | kW PV/4000L |  | Requirement = % * Reuirement for ZNSC
| Any | 423.2514 | 0.078065 | 3.1226

## 1-NT (hidden)
NCC Climate Zone |  | 1 | GAS HEATING TYPES |  |  |  |  | State | NT
Col 1 | Col 2 | Col 3 | Col 4 | Col 5 | Col 6 | Col 7 | Col 8 | Col 9 | Col 10
Main Type of Heater | Main type of Cooler | Electric Storage (peak) | Electric Storage (off peak) | Heat Pump (Standard) | Heat Pump (off-peak) | Solar electric (Standard) | Gas storage | Gas Instantaneous | Solar Gas
Gas - Ducted | Evaporative | 1.7101 | 1.5957 | 1.0247 | 1.0084 | 0.82488 | 1.4779 | 1.3593 | 0.76813
(includes Hydronic) | HP - Ducted < 3 stars (< 2.25) | 3.5999 | 3.5013 | 2.9182 | 2.9086 | 2.7189 | 3.3834 | 3.2636 | 2.664
< 3Stars | HP - Ducted < 4.5 stars (< 3) | 3.3852 | 3.2867 | 2.7036 | 2.6939 | 2.5043 | 3.1688 | 3.049 | 2.4493
0 | HP - Ducted < 6 stars (< 3.75) | 3.0633 | 2.9647 | 2.3816 | 2.372 | 2.1823 | 2.8468 | 2.7271 | 2.1274
| HP - Ducted ≥ 6 stars (≥ 3.75) | 2.7413 | 2.6428 | 2.0596 | 2.05 | 1.8604 | 2.5249 | 2.4051 | 1.8054
| HP - Non-Ducted < 3 stars (< 2.25) | 3.2301 | 3.1302 | 2.5479 | 2.5377 | 2.3485 | 3.0124 | 2.8928 | 2.2936
| HP - Non-Ducted < 4.5 stars (< 3) | 3.0478 | 2.9479 | 2.3657 | 2.3554 | 2.1663 | 2.8301 | 2.7105 | 2.1113
| HP - Non-Ducted < 6 stars (< 3.75) | 2.7744 | 2.6745 | 2.0923 | 2.082 | 1.8929 | 2.5567 | 2.4371 | 1.8379
| HP - Non-Ducted ≥ 6 stars (≥ 3.75) | 2.501 | 2.4011 | 1.8189 | 1.8086 | 1.6194 | 2.2833 | 2.1637 | 1.5645
| Other or None Specified | 3.5999 | 3.5013 | 2.9182 | 2.9086 | 2.7189 | 3.3834 | 3.2636 | 2.664
Gas - Ducted | Evaporative | 1.7101 | 1.5957 | 1.0247 | 1.0084 | 0.82488 | 1.4779 | 1.3593 | 0.76813
(includes Hydronic) | HP - Ducted < 3 stars (< 2.25) | 3.5999 | 3.5013 | 2.9182 | 2.9086 | 2.7189 | 3.3834 | 3.2636 | 2.664
< 4.5Stars | HP - Ducted < 4.5 stars (< 3) | 3.3852 | 3.2867 | 2.7036 | 2.6939 | 2.5043 | 3.1688 | 3.049 | 2.4493
0 | HP - Ducted < 6 stars (< 3.75) | 3.0633 | 2.9647 | 2.3816 | 2.372 | 2.1823 | 2.8468 | 2.7271 | 2.1274
| HP - Ducted ≥ 6 stars (≥ 3.75) | 2.7413 | 2.6428 | 2.0596 | 2.05 | 1.8604 | 2.5249 | 2.4051 | 1.8054
| HP - Non-Ducted < 3 stars (< 2.25) | 3.2301 | 3.1302 | 2.5479 | 2.5377 | 2.3485 | 3.0124 | 2.8928 | 2.2936
| HP - Non-Ducted < 4.5 stars (< 3) | 3.0478 | 2.9479 | 2.3657 | 2.3554 | 2.1663 | 2.8301 | 2.7105 | 2.1113
| HP - Non-Ducted < 6 stars (< 3.75) | 2.7744 | 2.6745 | 2.0923 | 2.082 | 1.8929 | 2.5567 | 2.4371 | 1.8379
| HP - Non-Ducted ≥ 6 stars (≥ 3.75) | 2.501 | 2.4011 | 1.8189 | 1.8086 | 1.6194 | 2.2833 | 2.1637 | 1.5645
| Other or None Specified | 3.5999 | 3.5013 | 2.9182 | 2.9086 | 2.7189 | 3.3834 | 3.2636 | 2.664
Gas - Ducted | Evaporative | 1.7101 | 1.5957 | 1.0247 | 1.0084 | 0.82488 | 1.4779 | 1.3593 | 0.76813
(includes Hydronic) | HP - Ducted < 3 stars (< 2.25) | 3.5999 | 3.5013 | 2.9182 | 2.9086 | 2.7189 | 3.3834 | 3.2636 | 2.664
< 6Stars | HP - Ducted < 4.5 stars (< 3) | 3.3852 | 3.2867 | 2.7036 | 2.6939 | 2.5043 | 3.1688 | 3.049 | 2.4493
0 | HP - Ducted < 6 stars (< 3.75) | 3.0633 | 2.9647 | 2.3816 | 2.372 | 2.1823 | 2.8468 | 2.7271 | 2.1274
| HP - Ducted ≥ 6 stars (≥ 3.75) | 2.7413 | 2.6428 | 2.0596 | 2.05 | 1.8604 | 2.5249 | 2.4051 | 1.8054
| HP - Non-Ducted < 3 stars (< 2.25) | 3.2301 | 3.1302 | 2.5479 | 2.5377 | 2.3485 | 3.0124 | 2.8928 | 2.2936
| HP - Non-Ducted < 4.5 stars (< 3) | 3.0478 | 2.9479 | 2.3657 | 2.3554 | 2.1663 | 2.8301 | 2.7105 | 2.1113
| HP - Non-Ducted < 6 stars (< 3.75) | 2.7744 | 2.6745 | 2.0923 | 2.082 | 1.8929 | 2.5567 | 2.4371 | 1.8379
| HP - Non-Ducted ≥ 6 stars (≥ 3.75) | 2.501 | 2.4011 | 1.8189 | 1.8086 | 1.6194 | 2.2833 | 2.1637 | 1.5645
| Other or None Specified | 3.5999 | 3.5013 | 2.9182 | 2.9086 | 2.7189 | 3.3834 | 3.2636 | 2.664
Gas - Ducted | Evaporative | 1.7101 | 1.5957 | 1.0247 | 1.0084 | 0.82488 | 1.4779 | 1.3593 | 0.76813
(includes Hydronic) | HP - Ducted < 3 stars (< 2.25) | 3.5999 | 3.5013 | 2.9182 | 2.9086 | 2.7189 | 3.3834 | 3.2636 | 2.664
≥ 6Stars | HP - Ducted < 4.5 stars (< 3) | 3.3852 | 3.2867 | 2.7036 | 2.6939 | 2.5043 | 3.1688 | 3.049 | 2.4493
0 | HP - Ducted < 6 stars (< 3.75) | 3.0633 | 2.9647 | 2.3816 | 2.372 | 2.1823 | 2.8468 | 2.7271 | 2.1274
| HP - Ducted ≥ 6 stars (≥ 3.75) | 2.7413 | 2.6428 | 2.0596 | 2.05 | 1.8604 | 2.5249 | 2.4051 | 1.8054
| HP - Non-Ducted < 3 stars (< 2.25) | 3.2301 | 3.1302 | 2.5479 | 2.5377 | 2.3485 | 3.0124 | 2.8928 | 2.2936
| HP - Non-Ducted < 4.5 stars (< 3) | 3.0478 | 2.9479 | 2.3657 | 2.3554 | 2.1663 | 2.8301 | 2.7105 | 2.1113
| HP - Non-Ducted < 6 stars (< 3.75) | 2.7744 | 2.6745 | 2.0923 | 2.082 | 1.8929 | 2.5567 | 2.4371 | 1.8379
| HP - Non-Ducted ≥ 6 stars (≥ 3.75) | 2.501 | 2.4011 | 1.8189 | 1.8086 | 1.6194 | 2.2833 | 2.1637 | 1.5645
| Other or None Specified | 3.5999 | 3.5013 | 2.9182 | 2.9086 | 2.7189 | 3.3834 | 3.2636 | 2.664
Gas - Non Ducted | Evaporative | 1.7101 | 1.5957 | 1.0247 | 1.0084 | 0.82488 | 1.4779 | 1.3593 | 0.76813
| HP - Ducted < 3 stars (< 2.25) | 3.5999 | 3.5013 | 2.9182 | 2.9086 | 2.7189 | 3.3834 | 3.2636 | 2.664
< 3Stars | HP - Ducted < 4.5 stars (< 3) | 3.3852 | 3.2867 | 2.7036 | 2.6939 | 2.5043 | 3.1688 | 3.049 | 2.4493
0 | HP - Ducted < 6 stars (< 3.75) | 3.0633 | 2.9647 | 2.3816 | 2.372 | 2.1823 | 2.8468 | 2.7271 | 2.1274
| HP - Ducted ≥ 6 stars (≥ 3.75) | 2.7413 | 2.6428 | 2.0596 | 2.05 | 1.8604 | 2.5249 | 2.4051 | 1.8054
| HP - Non-Ducted < 3 stars (< 2.25) | 3.2301 | 3.1302 | 2.5479 | 2.5377 | 2.3485 | 3.0124 | 2.8928 | 2.2936
| HP - Non-Ducted < 4.5 stars (< 3) | 3.0478 | 2.9479 | 2.3657 | 2.3554 | 2.1663 | 2.8301 | 2.7105 | 2.1113
| HP - Non-Ducted < 6 stars (< 3.75) | 2.7744 | 2.6745 | 2.0923 | 2.082 | 1.8929 | 2.5567 | 2.4371 | 1.8379
| HP - Non-Ducted ≥ 6 stars (≥ 3.75) | 2.501 | 2.4011 | 1.8189 | 1.8086 | 1.6194 | 2.2833 | 2.1637 | 1.5645
| Other or None Specified | 3.5999 | 3.5013 | 2.9182 | 2.9086 | 2.7189 | 3.3834 | 3.2636 | 2.664
Gas - Non Ducted | Evaporative | 1.7101 | 1.5957 | 1.0247 | 1.0084 | 0.82488 | 1.4779 | 1.3593 | 0.76813
| HP - Ducted < 3 stars (< 2.25) | 3.5999 | 3.5013 | 2.9182 | 2.9086 | 2.7189 | 3.3834 | 3.2636 | 2.664
< 4.5Stars | HP - Ducted < 4.5 stars (< 3) | 3.3852 | 3.2867 | 2.7036 | 2.6939 | 2.5043 | 3.1688 | 3.049 | 2.4493
0 | HP - Ducted < 6 stars (< 3.75) | 3.0633 | 2.9647 | 2.3816 | 2.372 | 2.1823 | 2.8468 | 2.7271 | 2.1274
| HP - Ducted ≥ 6 stars (≥ 3.75) | 2.7413 | 2.6428 | 2.0596 | 2.05 | 1.8604 | 2.5249 | 2.4051 | 1.8054
| HP - Non-Ducted < 3 stars (< 2.25) | 3.2301 | 3.1302 | 2.5479 | 2.5377 | 2.3485 | 3.0124 | 2.8928 | 2.2936
| HP - Non-Ducted < 4.5 stars (< 3) | 3.0478 | 2.9479 | 2.3657 | 2.3554 | 2.1663 | 2.8301 | 2.7105 | 2.1113
| HP - Non-Ducted < 6 stars (< 3.75) | 2.7744 | 2.6745 | 2.0923 | 2.082 | 1.8929 | 2.5567 | 2.4371 | 1.8379
| HP - Non-Ducted ≥ 6 stars (≥ 3.75) | 2.501 | 2.4011 | 1.8189 | 1.8086 | 1.6194 | 2.2833 | 2.1637 | 1.5645
| Other or None Specified | 3.5999 | 3.5013 | 2.9182 | 2.9086 | 2.7189 | 3.3834 | 3.2636 | 2.664
Gas - Non Ducted | Evaporative | 1.7101 | 1.5957 | 1.0247 | 1.0084 | 0.82488 | 1.4779 | 1.3593 | 0.76813
| HP - Ducted < 3 stars (< 2.25) | 3.5999 | 3.5013 | 2.9182 | 2.9086 | 2.7189 | 3.3834 | 3.2636 | 2.664
< 6Stars | HP - Ducted < 4.5 stars (< 3) | 3.3852 | 3.2867 | 2.7036 | 2.6939 | 2.5043 | 3.1688 | 3.049 | 2.4493
0 | HP - Ducted < 6 stars (< 3.75) | 3.0633 | 2.9647 | 2.3816 | 2.372 | 2.1823 | 2.8468 | 2.7271 | 2.1274
| HP - Ducted ≥ 6 stars (≥ 3.75) | 2.7413 | 2.6428 | 2.0596 | 2.05 | 1.8604 | 2.5249 | 2.4051 | 1.8054
| HP - Non-Ducted < 3 stars (< 2.25) | 3.2301 | 3.1302 | 2.5479 | 2.5377 | 2.3485 | 3.0124 | 2.8928 | 2.2936
| HP - Non-Ducted < 4.5 stars (< 3) | 3.0478 | 2.9479 | 2.3657 | 2.3554 | 2.1663 | 2.8301 | 2.7105 | 2.1113
| HP - Non-Ducted < 6 stars (< 3.75) | 2.7744 | 2.6745 | 2.0923 | 2.082 | 1.8929 | 2.5567 | 2.4371 | 1.8379
| HP - Non-Ducted ≥ 6 stars (≥ 3.75) | 2.501 | 2.4011 | 1.8189 | 1.8086 | 1.6194 | 2.2833 | 2.1637 | 1.5645
| Other or None Specified | 3.5999 | 3.5013 | 2.9182 | 2.9086 | 2.7189 | 3.3834 | 3.2636 | 2.664
Gas - Non Ducted | Evaporative | 1.7101 | 1.5957 | 1.0247 | 1.0084 | 0.82488 | 1.4779 | 1.3593 | 0.76813
| HP - Ducted < 3 stars (< 2.25) | 3.5999 | 3.5013 | 2.9182 | 2.9086 | 2.7189 | 3.3834 | 3.2636 | 2.664
≥ 6Stars | HP - Ducted < 4.5 stars (< 3) | 3.3852 | 3.2867 | 2.7036 | 2.6939 | 2.5043 | 3.1688 | 3.049 | 2.4493
0 | HP - Ducted < 6 stars (< 3.75) | 3.0633 | 2.9647 | 2.3816 | 2.372 | 2.1823 | 2.8468 | 2.7271 | 2.1274
| HP - Ducted ≥ 6 stars (≥ 3.75) | 2.7413 | 2.6428 | 2.0596 | 2.05 | 1.8604 | 2.5249 | 2.4051 | 1.8054
| HP - Non-Ducted < 3 stars (< 2.25) | 3.2301 | 3.1302 | 2.5479 | 2.5377 | 2.3485 | 3.0124 | 2.8928 | 2.2936
| HP - Non-Ducted < 4.5 stars (< 3) | 3.0478 | 2.9479 | 2.3657 | 2.3554 | 2.1663 | 2.8301 | 2.7105 | 2.1113
| HP - Non-Ducted < 6 stars (< 3.75) | 2.7744 | 2.6745 | 2.0923 | 2.082 | 1.8929 | 2.5567 | 2.4371 | 1.8379
| HP - Non-Ducted ≥ 6 stars (≥ 3.75) | 2.501 | 2.4011 | 1.8189 | 1.8086 | 1.6194 | 2.2833 | 2.1637 | 1.5645
| Other or None Specified | 3.5999 | 3.5013 | 2.9182 | 2.9086 | 2.7189 | 3.3834 | 3.2636 | 2.664
NCC Climate Zone |  | 1 | HEAT PUMP HEATING TYPES |  |  |  |  | State | NT
Col 1 | Col 2 | Col 3 | Col 4 | Col 5 | Col 6 | Col 7 | Col 8 | Col 9 | Col 10
Main Type of Heater | Main type of Cooler | Electric Storage (peak) | Electric Storage (off peak) | Heat Pump (Standard) | Heat Pump (off-peak) | Solar electric (Standard) | Gas storage | Gas Instantaneous | Solar Gas
Heat Pump - Ducted | Evaporative | 1.7101 | 1.5957 | 1.0247 | 1.0084 | 0.82488 | 1.4779 | 1.3593 | 0.76813
| HP - Ducted < 3 stars (< 2.25) | 3.5999 | 3.5013 | 2.9182 | 2.9086 | 2.7189 | 3.3834 | 3.2636 | 2.664
< 3 Stars (< 2.25) | HP - Ducted < 4.5 stars (< 3) | 3.3852 | 3.2867 | 2.7036 | 2.6939 | 2.5043 | 3.1688 | 3.049 | 2.4493
0 | HP - Ducted < 6 stars (< 3.75) | 3.0633 | 2.9647 | 2.3816 | 2.372 | 2.1823 | 2.8468 | 2.7271 | 2.1274
| HP - Ducted ≥ 6 stars (≥ 3.75) | 2.7413 | 2.6428 | 2.0596 | 2.05 | 1.8604 | 2.5249 | 2.4051 | 1.8054
| HP - Non-Ducted < 3 stars (< 2.25) | 3.2301 | 3.1302 | 2.5479 | 2.5377 | 2.3485 | 3.0124 | 2.8928 | 2.2936
| HP - Non-Ducted < 4.5 stars (< 3) | 3.0478 | 2.9479 | 2.3657 | 2.3554 | 2.1663 | 2.8301 | 2.7105 | 2.1113
| HP - Non-Ducted < 6 stars (< 3.75) | 2.7744 | 2.6745 | 2.0923 | 2.082 | 1.8929 | 2.5567 | 2.4371 | 1.8379
| HP - Non-Ducted ≥ 6 stars (≥ 3.75) | 2.501 | 2.4011 | 1.8189 | 1.8086 | 1.6194 | 2.2833 | 2.1637 | 1.5645
| Other or None Specified | 3.5999 | 3.5013 | 2.9182 | 2.9086 | 2.7189 | 3.3834 | 3.2636 | 2.664
Heat Pump - Ducted | Evaporative | 1.7101 | 1.5957 | 1.0247 | 1.0084 | 0.82488 | 1.4779 | 1.3593 | 0.76813
| HP - Ducted < 3 stars (< 2.25) | 3.5999 | 3.5013 | 2.9182 | 2.9086 | 2.7189 | 3.3834 | 3.2636 | 2.664
< 4.5 Stars (< 3.0) | HP - Ducted < 4.5 stars (< 3) | 3.3852 | 3.2867 | 2.7036 | 2.6939 | 2.5043 | 3.1688 | 3.049 | 2.4493
0 | HP - Ducted < 6 stars (< 3.75) | 3.0633 | 2.9647 | 2.3816 | 2.372 | 2.1823 | 2.8468 | 2.7271 | 2.1274
| HP - Ducted ≥ 6 stars (≥ 3.75) | 2.7413 | 2.6428 | 2.0596 | 2.05 | 1.8604 | 2.5249 | 2.4051 | 1.8054
| HP - Non-Ducted < 3 stars (< 2.25) | 3.2301 | 3.1302 | 2.5479 | 2.5377 | 2.3485 | 3.0124 | 2.8928 | 2.2936
| HP - Non-Ducted < 4.5 stars (< 3) | 3.0478 | 2.9479 | 2.3657 | 2.3554 | 2.1663 | 2.8301 | 2.7105 | 2.1113
| HP - Non-Ducted < 6 stars (< 3.75) | 2.7744 | 2.6745 | 2.0923 | 2.082 | 1.8929 | 2.5567 | 2.4371 | 1.8379
| HP - Non-Ducted ≥ 6 stars (≥ 3.75) | 2.501 | 2.4011 | 1.8189 | 1.8086 | 1.6194 | 2.2833 | 2.1637 | 1.5645
| Other or None Specified | 3.5999 | 3.5013 | 2.9182 | 2.9086 | 2.7189 | 3.3834 | 3.2636 | 2.664
Heat Pump - Ducted | Evaporative | 1.7101 | 1.5957 | 1.0247 | 1.0084 | 0.82488 | 1.4779 | 1.3593 | 0.76813
| HP - Ducted < 3 stars (< 2.25) | 3.5999 | 3.5013 | 2.9182 | 2.9086 | 2.7189 | 3.3834 | 3.2636 | 2.664
< 6 Stars (< 3.75) | HP - Ducted < 4.5 stars (< 3) | 3.3852 | 3.2867 | 2.7036 | 2.6939 | 2.5043 | 3.1688 | 3.049 | 2.4493
0 | HP - Ducted < 6 stars (< 3.75) | 3.0633 | 2.9647 | 2.3816 | 2.372 | 2.1823 | 2.8468 | 2.7271 | 2.1274
| HP - Ducted ≥ 6 stars (≥ 3.75) | 2.7413 | 2.6428 | 2.0596 | 2.05 | 1.8604 | 2.5249 | 2.4051 | 1.8054
| HP - Non-Ducted < 3 stars (< 2.25) | 3.2301 | 3.1302 | 2.5479 | 2.5377 | 2.3485 | 3.0124 | 2.8928 | 2.2936
| HP - Non-Ducted < 4.5 stars (< 3) | 3.0478 | 2.9479 | 2.3657 | 2.3554 | 2.1663 | 2.8301 | 2.7105 | 2.1113
| HP - Non-Ducted < 6 stars (< 3.75) | 2.7744 | 2.6745 | 2.0923 | 2.082 | 1.8929 | 2.5567 | 2.4371 | 1.8379
| HP - Non-Ducted ≥ 6 stars (≥ 3.75) | 2.501 | 2.4011 | 1.8189 | 1.8086 | 1.6194 | 2.2833 | 2.1637 | 1.5645
| Other or None Specified | 3.5999 | 3.5013 | 2.9182 | 2.9086 | 2.7189 | 3.3834 | 3.2636 | 2.664
Heat Pump - Ducted | Evaporative | 1.7101 | 1.5957 | 1.0247 | 1.0084 | 0.82488 | 1.4779 | 1.3593 | 0.76813
| HP - Ducted < 3 stars (< 2.25) | 3.5999 | 3.5013 | 2.9182 | 2.9086 | 2.7189 | 3.3834 | 3.2636 | 2.664
≥ 6 Stars (≥ 3.75) | HP - Ducted < 4.5 stars (< 3) | 3.3852 | 3.2867 | 2.7036 | 2.6939 | 2.5043 | 3.1688 | 3.049 | 2.4493
0 | HP - Ducted < 6 stars (< 3.75) | 3.0633 | 2.9647 | 2.3816 | 2.372 | 2.1823 | 2.8468 | 2.7271 | 2.1274
| HP - Ducted ≥ 6 stars (≥ 3.75) | 2.7413 | 2.6428 | 2.0596 | 2.05 | 1.8604 | 2.5249 | 2.4051 | 1.8054
| HP - Non-Ducted < 3 stars (< 2.25) | 3.2301 | 3.1302 | 2.5479 | 2.5377 | 2.3485 | 3.0124 | 2.8928 | 2.2936
| HP - Non-Ducted < 4.5 stars (< 3) | 3.0478 | 2.9479 | 2.3657 | 2.3554 | 2.1663 | 2.8301 | 2.7105 | 2.1113
| HP - Non-Ducted < 6 stars (< 3.75) | 2.7744 | 2.6745 | 2.0923 | 2.082 | 1.8929 | 2.5567 | 2.4371 | 1.8379
| HP - Non-Ducted ≥ 6 stars (≥ 3.75) | 2.501 | 2.4011 | 1.8189 | 1.8086 | 1.6194 | 2.2833 | 2.1637 | 1.5645
| Other or None Specified | 3.5999 | 3.5013 | 2.9182 | 2.9086 | 2.7189 | 3.3834 | 3.2636 | 2.664
Heat Pump - Non Ducted | Evaporative | 1.7101 | 1.5957 | 1.0247 | 1.0084 | 0.82488 | 1.4779 | 1.3593 | 0.76813
| HP - Ducted < 3 stars (< 2.25) | 3.5999 | 3.5013 | 2.9182 | 2.9086 | 2.7189 | 3.3834 | 3.2636 | 2.664
< 3 Stars (< 2.25) | HP - Ducted < 4.5 stars (< 3) | 3.3852 | 3.2867 | 2.7036 | 2.6939 | 2.5043 | 3.1688 | 3.049 | 2.4493
0 | HP - Ducted < 6 stars (< 3.75) | 3.0633 | 2.9647 | 2.3816 | 2.372 | 2.1823 | 2.8468 | 2.7271 | 2.1274
| HP - Ducted ≥ 6 stars (≥ 3.75) | 2.7413 | 2.6428 | 2.0596 | 2.05 | 1.8604 | 2.5249 | 2.4051 | 1.8054
| HP - Non-Ducted < 3 stars (< 2.25) | 3.2301 | 3.1302 | 2.5479 | 2.5377 | 2.3485 | 3.0124 | 2.8928 | 2.2936
| HP - Non-Ducted < 4.5 stars (< 3) | 3.0478 | 2.9479 | 2.3657 | 2.3554 | 2.1663 | 2.8301 | 2.7105 | 2.1113
| HP - Non-Ducted < 6 stars (< 3.75) | 2.7744 | 2.6745 | 2.0923 | 2.082 | 1.8929 | 2.5567 | 2.4371 | 1.8379
| HP - Non-Ducted ≥ 6 stars (≥ 3.75) | 2.501 | 2.4011 | 1.8189 | 1.8086 | 1.6194 | 2.2833 | 2.1637 | 1.5645
| Other or None Specified | 3.5999 | 3.5013 | 2.9182 | 2.9086 | 2.7189 | 3.3834 | 3.2636 | 2.664
Heat Pump - Non Ducted | Evaporative | 1.7101 | 1.5957 | 1.0247 | 1.0084 | 0.82488 | 1.4779 | 1.3593 | 0.76813
| HP - Ducted < 3 stars (< 2.25) | 3.5999 | 3.5013 | 2.9182 | 2.9086 | 2.7189 | 3.3834 | 3.2636 | 2.664
< 4.5 Stars (< 3.0) | HP - Ducted < 4.5 stars (< 3) | 3.3852 | 3.2867 | 2.7036 | 2.6939 | 2.5043 | 3.1688 | 3.049 | 2.4493
0 | HP - Ducted < 6 stars (< 3.75) | 3.0633 | 2.9647 | 2.3816 | 2.372 | 2.1823 | 2.8468 | 2.7271 | 2.1274
| HP - Ducted ≥ 6 stars (≥ 3.75) | 2.7413 | 2.6428 | 2.0596 | 2.05 | 1.8604 | 2.5249 | 2.4051 | 1.8054
| HP - Non-Ducted < 3 stars (< 2.25) | 3.2301 | 3.1302 | 2.5479 | 2.5377 | 2.3485 | 3.0124 | 2.8928 | 2.2936
| HP - Non-Ducted < 4.5 stars (< 3) | 3.0478 | 2.9479 | 2.3657 | 2.3554 | 2.1663 | 2.8301 | 2.7105 | 2.1113
| HP - Non-Ducted < 6 stars (< 3.75) | 2.7744 | 2.6745 | 2.0923 | 2.082 | 1.8929 | 2.5567 | 2.4371 | 1.8379
| HP - Non-Ducted ≥ 6 stars (≥ 3.75) | 2.501 | 2.4011 | 1.8189 | 1.8086 | 1.6194 | 2.2833 | 2.1637 | 1.5645
| Other or None Specified | 3.5999 | 3.5013 | 2.9182 | 2.9086 | 2.7189 | 3.3834 | 3.2636 | 2.664
Heat Pump - Non Ducted | Evaporative | 1.7101 | 1.5957 | 1.0247 | 1.0084 | 0.82488 | 1.4779 | 1.3593 | 0.76813
| HP - Ducted < 3 stars (< 2.25) | 3.5999 | 3.5013 | 2.9182 | 2.9086 | 2.7189 | 3.3834 | 3.2636 | 2.664
< 6 Stars (< 3.75) | HP - Ducted < 4.5 stars (< 3) | 3.3852 | 3.2867 | 2.7036 | 2.6939 | 2.5043 | 3.1688 | 3.049 | 2.4493
0 | HP - Ducted < 6 stars (< 3.75) | 3.0633 | 2.9647 | 2.3816 | 2.372 | 2.1823 | 2.8468 | 2.7271 | 2.1274
| HP - Ducted ≥ 6 stars (≥ 3.75) | 2.7413 | 2.6428 | 2.0596 | 2.05 | 1.8604 | 2.5249 | 2.4051 | 1.8054
| HP - Non-Ducted < 3 stars (< 2.25) | 3.2301 | 3.1302 | 2.5479 | 2.5377 | 2.3485 | 3.0124 | 2.8928 | 2.2936
| HP - Non-Ducted < 4.5 stars (< 3) | 3.0478 | 2.9479 | 2.3657 | 2.3554 | 2.1663 | 2.8301 | 2.7105 | 2.1113
| HP - Non-Ducted < 6 stars (< 3.75) | 2.7744 | 2.6745 | 2.0923 | 2.082 | 1.8929 | 2.5567 | 2.4371 | 1.8379
| HP - Non-Ducted ≥ 6 stars (≥ 3.75) | 2.501 | 2.4011 | 1.8189 | 1.8086 | 1.6194 | 2.2833 | 2.1637 | 1.5645
| Other or None Specified | 3.5999 | 3.5013 | 2.9182 | 2.9086 | 2.7189 | 3.3834 | 3.2636 | 2.664
Heat Pump - Non Ducted | Evaporative | 1.7101 | 1.5957 | 1.0247 | 1.0084 | 0.82488 | 1.4779 | 1.3593 | 0.76813
| HP - Ducted < 3 stars (< 2.25) | 3.5999 | 3.5013 | 2.9182 | 2.9086 | 2.7189 | 3.3834 | 3.2636 | 2.664
≥ 6 Stars (≥ 3.75) | HP - Ducted < 4.5 stars (< 3) | 3.3852 | 3.2867 | 2.7036 | 2.6939 | 2.5043 | 3.1688 | 3.049 | 2.4493
0 | HP - Ducted < 6 stars (< 3.75) | 3.0633 | 2.9647 | 2.3816 | 2.372 | 2.1823 | 2.8468 | 2.7271 | 2.1274
| HP - Ducted ≥ 6 stars (≥ 3.75) | 2.7413 | 2.6428 | 2.0596 | 2.05 | 1.8604 | 2.5249 | 2.4051 | 1.8054
| HP - Non-Ducted < 3 stars (< 2.25) | 3.2301 | 3.1302 | 2.5479 | 2.5377 | 2.3485 | 3.0124 | 2.8928 | 2.2936
| HP - Non-Ducted < 4.5 stars (< 3) | 3.0478 | 2.9479 | 2.3657 | 2.3554 | 2.1663 | 2.8301 | 2.7105 | 2.1113
| HP - Non-Ducted < 6 stars (< 3.75) | 2.7744 | 2.6745 | 2.0923 | 2.082 | 1.8929 | 2.5567 | 2.4371 | 1.8379
| HP - Non-Ducted ≥ 6 stars (≥ 3.75) | 2.501 | 2.4011 | 1.8189 | 1.8086 | 1.6194 | 2.2833 | 2.1637 | 1.5645
| Other or None Specified | 3.5999 | 3.5013 | 2.9182 | 2.9086 | 2.7189 | 3.3834 | 3.2636 | 2.664
NCC Climate Zone |  | 1 | OTHER HEATING TYPES |  |  |  |  | State | NT
Col 1 | Col 2 | Col 3 | Col 4 | Col 5 | Col 6 | Col 7 | Col 8 | Col 9 | Col 10
Main Type of Heater | Main type of Cooler | Electric Storage (peak) | Electric Storage (off peak) | Heat Pump (Standard) | Heat Pump (off-peak) | Solar electric (Standard) | Gas storage | Gas Instantaneous | Solar Gas
Electric - Resistance (Panel) | Evaporative | 1.7101 | 1.5957 | 1.0247 | 1.0084 | 0.82488 | 1.4779 | 1.3593 | 0.76813
| HP - Ducted < 3 stars (< 2.25) | 4.1624 | 4.0663 | 3.4815 | 3.473 | 3.2825 | 3.9483 | 3.8284 | 3.2279
| HP - Ducted < 4.5 stars (< 3) | 3.9478 | 3.8517 | 3.2669 | 3.2583 | 3.0678 | 3.7337 | 3.6137 | 3.0133
0 | HP - Ducted < 6 stars (< 3.75) | 3.6258 | 3.5297 | 2.9449 | 2.9364 | 2.7459 | 3.4117 | 3.2918 | 2.6913
| HP - Ducted ≥ 6 stars (≥ 3.75) | 3.3039 | 3.2078 | 2.623 | 2.6144 | 2.4239 | 3.0898 | 2.9698 | 2.3693
| HP - Non-Ducted < 3 stars (< 2.25) | 3.708 | 3.6103 | 3.0265 | 3.0172 | 2.8275 | 3.4923 | 3.3724 | 2.7727
| HP - Non-Ducted < 4.5 stars (< 3) | 3.5258 | 3.428 | 2.8442 | 2.8349 | 2.6452 | 3.3101 | 3.1902 | 2.5904
| HP - Non-Ducted < 6 stars (< 3.75) | 3.2524 | 3.1546 | 2.5708 | 2.5615 | 2.3718 | 3.0367 | 2.9168 | 2.317
| HP - Non-Ducted ≥ 6 stars (≥ 3.75) | 2.979 | 2.8812 | 2.2974 | 2.2881 | 2.0984 | 2.7633 | 2.6434 | 2.0436
| Other or None Specified | 4.1624 | 4.0663 | 3.4815 | 3.473 | 3.2825 | 3.9483 | 3.8284 | 3.2279
Wood Heater | Evaporative | 1.7101 | 1.5957 | 1.0247 | 1.0084 | 0.82488 | 1.4779 | 1.3593 | 0.76813
| HP - Ducted < 3 stars (< 2.25) | 4.1624 | 4.0663 | 3.4815 | 3.473 | 3.2825 | 3.9483 | 3.8284 | 3.2279
| HP - Ducted < 4.5 stars (< 3) | 3.9478 | 3.8517 | 3.2669 | 3.2583 | 3.0678 | 3.7337 | 3.6137 | 3.0133
0 | HP - Ducted < 6 stars (< 3.75) | 3.6258 | 3.5297 | 2.9449 | 2.9364 | 2.7459 | 3.4117 | 3.2918 | 2.6913
| HP - Ducted ≥ 6 stars (≥ 3.75) | 3.3039 | 3.2078 | 2.623 | 2.6144 | 2.4239 | 3.0898 | 2.9698 | 2.3693
| HP - Non-Ducted < 3 stars (< 2.25) | 3.708 | 3.6103 | 3.0265 | 3.0172 | 2.8275 | 3.4923 | 3.3724 | 2.7727
| HP - Non-Ducted < 4.5 stars (< 3) | 3.5258 | 3.428 | 2.8442 | 2.8349 | 2.6452 | 3.3101 | 3.1902 | 2.5904
| HP - Non-Ducted < 6 stars (< 3.75) | 3.2524 | 3.1546 | 2.5708 | 2.5615 | 2.3718 | 3.0367 | 2.9168 | 2.317
| HP - Non-Ducted ≥ 6 stars (≥ 3.75) | 2.979 | 2.8812 | 2.2974 | 2.2881 | 2.0984 | 2.7633 | 2.6434 | 2.0436
| Other or None Specified | 4.1624 | 4.0663 | 3.4815 | 3.473 | 3.2825 | 3.9483 | 3.8284 | 3.2279
Electric - Resistance (Slab) | Evaporative | 1.7101 | 1.5957 | 1.0247 | 1.0084 | 0.82488 | 1.4779 | 1.3593 | 0.76813
| HP - Ducted < 3 stars (< 2.25) | 4.1624 | 4.0663 | 3.4815 | 3.473 | 3.2825 | 3.9483 | 3.8284 | 3.2279
| HP - Ducted < 4.5 stars (< 3) | 3.9478 | 3.8517 | 3.2669 | 3.2583 | 3.0678 | 3.7337 | 3.6137 | 3.0133
0 | HP - Ducted < 6 stars (< 3.75) | 3.6258 | 3.5297 | 2.9449 | 2.9364 | 2.7459 | 3.4117 | 3.2918 | 2.6913
| HP - Ducted ≥ 6 stars (≥ 3.75) | 3.3039 | 3.2078 | 2.623 | 2.6144 | 2.4239 | 3.0898 | 2.9698 | 2.3693
| HP - Non-Ducted < 3 stars (< 2.25) | 3.708 | 3.6103 | 3.0265 | 3.0172 | 2.8275 | 3.4923 | 3.3724 | 2.7727
| HP - Non-Ducted < 4.5 stars (< 3) | 3.5258 | 3.428 | 2.8442 | 2.8349 | 2.6452 | 3.3101 | 3.1902 | 2.5904
| HP - Non-Ducted < 6 stars (< 3.75) | 3.2524 | 3.1546 | 2.5708 | 2.5615 | 2.3718 | 3.0367 | 2.9168 | 2.317
| HP - Non-Ducted ≥ 6 stars (≥ 3.75) | 2.979 | 2.8812 | 2.2974 | 2.2881 | 2.0984 | 2.7633 | 2.6434 | 2.0436
| Other or None Specified | 4.1624 | 4.0663 | 3.4815 | 3.473 | 3.2825 | 3.9483 | 3.8284 | 3.2279
Other or None Specified | Evaporative | 1.7101 | 1.5957 | 1.0247 | 1.0084 | 0.82488 | 1.4779 | 1.3593 | 0.76813
| HP - Ducted < 3 stars (< 2.25) | 3.5999 | 3.5013 | 2.9182 | 2.9086 | 2.7189 | 3.3834 | 3.2636 | 2.664
| HP - Ducted < 4.5 stars (< 3) | 3.3852 | 3.2867 | 2.7036 | 2.6939 | 2.5043 | 3.1688 | 3.049 | 2.4493
0 | HP - Ducted < 6 stars (< 3.75) | 3.0633 | 2.9647 | 2.3816 | 2.372 | 2.1823 | 2.8468 | 2.7271 | 2.1274
| HP - Ducted ≥ 6 stars (≥ 3.75) | 2.7413 | 2.6428 | 2.0596 | 2.05 | 1.8604 | 2.5249 | 2.4051 | 1.8054
| HP - Non-Ducted < 3 stars (< 2.25) | 3.2301 | 3.1302 | 2.5479 | 2.5377 | 2.3485 | 3.0124 | 2.8928 | 2.2936
| HP - Non-Ducted < 4.5 stars (< 3) | 3.0478 | 2.9479 | 2.3657 | 2.3554 | 2.1663 | 2.8301 | 2.7105 | 2.1113
| HP - Non-Ducted < 6 stars (< 3.75) | 2.7744 | 2.6745 | 2.0923 | 2.082 | 1.8929 | 2.5567 | 2.4371 | 1.8379
| HP - Non-Ducted ≥ 6 stars (≥ 3.75) | 2.501 | 2.4011 | 1.8189 | 1.8086 | 1.6194 | 2.2833 | 2.1637 | 1.5645
| Other or None Specified | 3.5999 | 3.5013 | 2.9182 | 2.9086 | 2.7189 | 3.3834 | 3.2636 | 2.664
Swimming Pool Pump
| Star | MJ PV/1000L | kW PV/1000L | kW PV / 40,000
| 1 | 159.875 | 0.028519 | 1.1408 |  | Note: For Option 2 Need to select a base case (eg, 5 Stars)
| 1.5 | 135.0403 | 0.024089 | 0.96355 |  | Requirement = difference between 5 stars and selected star rating
| 2 | 117.4198 | 0.020946 | 0.83783
| 2.5 | 103.7523 | 0.018508 | 0.7403
| 3 | 92.5851 | 0.016516 | 0.66062
| 3.5 | 83.1434 | 0.014831 | 0.59325
| 4 | 74.9646 | 0.013372 | 0.5349
| 4.5 | 67.7504 | 0.012086 | 0.48342
| 5 | 61.2971 | 0.010934 | 0.43737
| 5.5 | 55.4593 | 0.009893 | 0.39572
| 6 | 50.1299 | 0.0089423 | 0.35769
| 6.5 | 45.2273 | 0.0080678 | 0.32271
| 7 | 40.6882 | 0.0072581 | 0.29032
| 7.5 | 36.4624 | 0.0065043 | 0.26017
| 8 | 32.5094 | 0.0057991 | 0.23196
| 8.5 | 28.7961 | 0.0051367 | 0.20547
| 9 | 25.2952 | 0.0045122 | 0.18049
| 9.5 | 21.9836 | 0.0039215 | 0.15686
| 10 | 18.8418 | 0.0033611 | 0.13444
| Spa Pump |  |  |  |  | Note: For Option 2 Need to select a base case (eg, 50% of ZNSC)
| Star | MJ PV/100 L | kW PV/100L | kW PV/4000L |  | Requirement = % * Reuirement for ZNSC
| Any | 189.3338 | 0.033774 | 1.351

## 2-NSW (hidden)
NCC Climate Zone |  | 2 | GAS HEATING TYPES |  |  |  |  | State | NSW
Col 1 | Col 2 | Col 3 | Col 4 | Col 5 | Col 6 | Col 7 | Col 8 | Col 9 | Col 10
Main Type of Heater | Main type of Cooler | Electric Storage (peak) | Electric Storage (off peak) | Heat Pump (Standard) | Heat Pump (off-peak) | Solar electric (Standard) | Gas storage | Gas Instantaneous | Solar Gas
Gas - Ducted | Evaporative | 2.4343 | 1.5453 | 1 | 0.71394 | 0.80895 | 2.285 | 1.8935 | 0.59271
(includes Hydronic) | HP - Ducted < 3 stars (< 2.25) | 2.7386 | 1.8908 | 1.3062 | 1.0593 | 1.1341 | 2.6215 | 2.2309 | 0.86883
< 3Stars | HP - Ducted < 4.5 stars (< 3) | 2.7023 | 1.8545 | 1.2699 | 1.023 | 1.0978 | 2.5852 | 2.1946 | 0.83253
0 | HP - Ducted < 6 stars (< 3.75) | 2.6478 | 1.8 | 1.2155 | 0.96854 | 1.0434 | 2.5307 | 2.1401 | 0.77808
| HP - Ducted ≥ 6 stars (≥ 3.75) | 2.5934 | 1.7456 | 1.161 | 0.91409 | 0.98894 | 2.4763 | 2.0857 | 0.72363
| HP - Non-Ducted < 3 stars (< 2.25) | 2.677 | 1.8198 | 1.245 | 0.98956 | 1.07 | 2.5518 | 2.1592 | 0.79776
| HP - Non-Ducted < 4.5 stars (< 3) | 2.6475 | 1.7903 | 1.2155 | 0.96003 | 1.0405 | 2.5223 | 2.1296 | 0.76822
| HP - Non-Ducted < 6 stars (< 3.75) | 2.6032 | 1.746 | 1.1712 | 0.91574 | 0.99616 | 2.478 | 2.0853 | 0.72393
| HP - Non-Ducted ≥ 6 stars (≥ 3.75) | 2.5589 | 1.7017 | 1.1269 | 0.87144 | 0.95186 | 2.4337 | 2.041 | 0.67963
| Other or None Specified | 2.7386 | 1.8908 | 1.3062 | 1.0593 | 1.1341 | 2.6215 | 2.2309 | 0.86883
Gas - Ducted | Evaporative | 2.4084 | 1.5194 | 0.97413 | 0.68803 | 0.78303 | 2.2591 | 1.8676 | 0.5668
(includes Hydronic) | HP - Ducted < 3 stars (< 2.25) | 2.7127 | 1.8648 | 1.2803 | 1.0334 | 1.1082 | 2.5956 | 2.205 | 0.84292
< 4.5Stars | HP - Ducted < 4.5 stars (< 3) | 2.6764 | 1.8285 | 1.244 | 0.99707 | 1.0719 | 2.5593 | 2.1687 | 0.80662
0 | HP - Ducted < 6 stars (< 3.75) | 2.6219 | 1.7741 | 1.1895 | 0.94262 | 1.0175 | 2.5048 | 2.1142 | 0.75217
| HP - Ducted ≥ 6 stars (≥ 3.75) | 2.5675 | 1.7196 | 1.1351 | 0.88818 | 0.96303 | 2.4504 | 2.0598 | 0.69772
| HP - Non-Ducted < 3 stars (< 2.25) | 2.6511 | 1.7939 | 1.2191 | 0.96365 | 1.0441 | 2.5259 | 2.1332 | 0.77184
| HP - Non-Ducted < 4.5 stars (< 3) | 2.6216 | 1.7644 | 1.1896 | 0.93412 | 1.0145 | 2.4964 | 2.1037 | 0.74231
| HP - Non-Ducted < 6 stars (< 3.75) | 2.5773 | 1.7201 | 1.1453 | 0.88982 | 0.97024 | 2.4521 | 2.0594 | 0.69802
| HP - Non-Ducted ≥ 6 stars (≥ 3.75) | 2.533 | 1.6758 | 1.101 | 0.84553 | 0.92595 | 2.4078 | 2.0151 | 0.65372
| Other or None Specified | 2.7127 | 1.8648 | 1.2803 | 1.0334 | 1.1082 | 2.5956 | 2.205 | 0.84292
Gas - Ducted | Evaporative | 2.3695 | 1.4805 | 0.93526 | 0.64916 | 0.74417 | 2.2202 | 1.8287 | 0.52793
(includes Hydronic) | HP - Ducted < 3 stars (< 2.25) | 2.6738 | 1.826 | 1.2414 | 0.9945 | 1.0694 | 2.5567 | 2.1661 | 0.80405
< 6Stars | HP - Ducted < 4.5 stars (< 3) | 2.6375 | 1.7897 | 1.2051 | 0.9582 | 1.0331 | 2.5204 | 2.1298 | 0.76775
0 | HP - Ducted < 6 stars (< 3.75) | 2.5831 | 1.7352 | 1.1507 | 0.90376 | 0.97861 | 2.466 | 2.0754 | 0.7133
| HP - Ducted ≥ 6 stars (≥ 3.75) | 2.5286 | 1.6808 | 1.0962 | 0.84931 | 0.92416 | 2.4115 | 2.0209 | 0.65885
| HP - Non-Ducted < 3 stars (< 2.25) | 2.6123 | 1.755 | 1.1802 | 0.92479 | 1.0052 | 2.4871 | 2.0944 | 0.73298
| HP - Non-Ducted < 4.5 stars (< 3) | 2.5827 | 1.7255 | 1.1507 | 0.89525 | 0.97567 | 2.4575 | 2.0648 | 0.70345
| HP - Non-Ducted < 6 stars (< 3.75) | 2.5384 | 1.6812 | 1.1064 | 0.85096 | 0.93138 | 2.4132 | 2.0205 | 0.65915
| HP - Non-Ducted ≥ 6 stars (≥ 3.75) | 2.4941 | 1.6369 | 1.0621 | 0.80666 | 0.88708 | 2.3689 | 1.9763 | 0.61485
| Other or None Specified | 2.6738 | 1.826 | 1.2414 | 0.9945 | 1.0694 | 2.5567 | 2.1661 | 0.80405
Gas - Ducted | Evaporative | 2.3307 | 1.4416 | 0.89639 | 0.61029 | 0.7053 | 2.1814 | 1.7899 | 0.48907
(includes Hydronic) | HP - Ducted < 3 stars (< 2.25) | 2.6349 | 1.7871 | 1.2026 | 0.95564 | 1.0305 | 2.5178 | 2.1272 | 0.76518
≥ 6Stars | HP - Ducted < 4.5 stars (< 3) | 2.5986 | 1.7508 | 1.1663 | 0.91934 | 0.99419 | 2.4815 | 2.0909 | 0.72888
0 | HP - Ducted < 6 stars (< 3.75) | 2.5442 | 1.6964 | 1.1118 | 0.86489 | 0.93974 | 2.4271 | 2.0365 | 0.67443
| HP - Ducted ≥ 6 stars (≥ 3.75) | 2.4897 | 1.6419 | 1.0574 | 0.81044 | 0.88529 | 2.3726 | 1.982 | 0.61999
| HP - Non-Ducted < 3 stars (< 2.25) | 2.5734 | 1.7162 | 1.1413 | 0.88592 | 0.96634 | 2.4482 | 2.0555 | 0.69411
| HP - Non-Ducted < 4.5 stars (< 3) | 2.5439 | 1.6866 | 1.1118 | 0.85639 | 0.93681 | 2.4187 | 2.026 | 0.66458
| HP - Non-Ducted < 6 stars (< 3.75) | 2.4996 | 1.6423 | 1.0675 | 0.81209 | 0.89251 | 2.3744 | 1.9817 | 0.62028
| HP - Non-Ducted ≥ 6 stars (≥ 3.75) | 2.4553 | 1.598 | 1.0232 | 0.76779 | 0.84821 | 2.3301 | 1.9374 | 0.57598
| Other or None Specified | 2.6349 | 1.7871 | 1.2026 | 0.95564 | 1.0305 | 2.5178 | 2.1272 | 0.76518
Gas - Non Ducted | Evaporative | 2.3617 | 1.4651 | 0.93473 | 0.66027 | 0.74098 | 2.2016 | 1.8134 | 0.54629
| HP - Ducted < 3 stars (< 2.25) | 2.6675 | 1.814 | 1.244 | 0.99063 | 1.0697 | 2.5402 | 2.1495 | 0.80307
< 3Stars | HP - Ducted < 4.5 stars (< 3) | 2.6312 | 1.7777 | 1.2077 | 0.95433 | 1.0334 | 2.5039 | 2.1132 | 0.76678
0 | HP - Ducted < 6 stars (< 3.75) | 2.5768 | 1.7232 | 1.1532 | 0.89988 | 0.97899 | 2.4494 | 2.0587 | 0.71233
| HP - Ducted ≥ 6 stars (≥ 3.75) | 2.5223 | 1.6688 | 1.0988 | 0.84543 | 0.92455 | 2.395 | 2.0043 | 0.65788
| HP - Non-Ducted < 3 stars (< 2.25) | 2.6055 | 1.7421 | 1.1824 | 0.92038 | 1.0052 | 2.4701 | 2.079 | 0.73846
| HP - Non-Ducted < 4.5 stars (< 3) | 2.576 | 1.7126 | 1.1529 | 0.89085 | 0.97565 | 2.4406 | 2.0495 | 0.70893
| HP - Non-Ducted < 6 stars (< 3.75) | 2.5317 | 1.6683 | 1.1086 | 0.84656 | 0.93135 | 2.3963 | 2.0052 | 0.66464
| HP - Non-Ducted ≥ 6 stars (≥ 3.75) | 2.4874 | 1.624 | 1.0643 | 0.80226 | 0.88705 | 2.352 | 1.9609 | 0.62034
| Other or None Specified | 2.6675 | 1.814 | 1.244 | 0.99063 | 1.0697 | 2.5402 | 2.1495 | 0.80307
Gas - Non Ducted | Evaporative | 2.3483 | 1.4517 | 0.92135 | 0.64689 | 0.7276 | 2.1882 | 1.8 | 0.53292
| HP - Ducted < 3 stars (< 2.25) | 2.6542 | 1.8006 | 1.2306 | 0.97725 | 1.0564 | 2.5268 | 2.1361 | 0.7897
< 4.5Stars | HP - Ducted < 4.5 stars (< 3) | 2.6179 | 1.7643 | 1.1943 | 0.94095 | 1.0201 | 2.4905 | 2.0998 | 0.7534
0 | HP - Ducted < 6 stars (< 3.75) | 2.5634 | 1.7098 | 1.1399 | 0.8865 | 0.96562 | 2.4361 | 2.0453 | 0.69895
| HP - Ducted ≥ 6 stars (≥ 3.75) | 2.509 | 1.6554 | 1.0854 | 0.83206 | 0.91117 | 2.3816 | 1.9909 | 0.64451
| HP - Non-Ducted < 3 stars (< 2.25) | 2.5921 | 1.7288 | 1.1691 | 0.90701 | 0.9918 | 2.4568 | 2.0656 | 0.72509
| HP - Non-Ducted < 4.5 stars (< 3) | 2.5626 | 1.6992 | 1.1395 | 0.87748 | 0.96227 | 2.4272 | 2.0361 | 0.69556
| HP - Non-Ducted < 6 stars (< 3.75) | 2.5183 | 1.6549 | 1.0952 | 0.83318 | 0.91797 | 2.3829 | 1.9918 | 0.65126
| HP - Non-Ducted ≥ 6 stars (≥ 3.75) | 2.474 | 1.6106 | 1.0509 | 0.78888 | 0.87368 | 2.3386 | 1.9475 | 0.60696
| Other or None Specified | 2.6542 | 1.8006 | 1.2306 | 0.97725 | 1.0564 | 2.5268 | 2.1361 | 0.7897
Gas - Non Ducted | Evaporative | 2.3282 | 1.4316 | 0.90129 | 0.62683 | 0.70754 | 2.1682 | 1.78 | 0.51286
| HP - Ducted < 3 stars (< 2.25) | 2.6341 | 1.7805 | 1.2105 | 0.95719 | 1.0363 | 2.5068 | 2.116 | 0.76964
< 6Stars | HP - Ducted < 4.5 stars (< 3) | 2.5978 | 1.7442 | 1.1742 | 0.92089 | 1 | 2.4705 | 2.0797 | 0.73334
0 | HP - Ducted < 6 stars (< 3.75) | 2.5434 | 1.6898 | 1.1198 | 0.86644 | 0.94556 | 2.416 | 2.0253 | 0.67889
| HP - Ducted ≥ 6 stars (≥ 3.75) | 2.4889 | 1.6353 | 1.0653 | 0.81199 | 0.89111 | 2.3616 | 1.9708 | 0.62444
| HP - Non-Ducted < 3 stars (< 2.25) | 2.5721 | 1.7087 | 1.149 | 0.88695 | 0.97174 | 2.4367 | 2.0456 | 0.70503
| HP - Non-Ducted < 4.5 stars (< 3) | 2.5426 | 1.6792 | 1.1195 | 0.85742 | 0.94221 | 2.4072 | 2.016 | 0.6755
| HP - Non-Ducted < 6 stars (< 3.75) | 2.4983 | 1.6349 | 1.0752 | 0.81312 | 0.89791 | 2.3629 | 1.9718 | 0.6312
| HP - Non-Ducted ≥ 6 stars (≥ 3.75) | 2.454 | 1.5906 | 1.0309 | 0.76882 | 0.85362 | 2.3186 | 1.9275 | 0.5869
| Other or None Specified | 2.6341 | 1.7805 | 1.2105 | 0.95719 | 1.0363 | 2.5068 | 2.116 | 0.76964
Gas - Non Ducted | Evaporative | 2.3082 | 1.4116 | 0.88123 | 0.60677 | 0.68748 | 2.1481 | 1.7599 | 0.4928
| HP - Ducted < 3 stars (< 2.25) | 2.614 | 1.7605 | 1.1905 | 0.93713 | 1.0162 | 2.4867 | 2.096 | 0.74958
≥ 6Stars | HP - Ducted < 4.5 stars (< 3) | 2.5777 | 1.7242 | 1.1542 | 0.90083 | 0.97995 | 2.4504 | 2.0597 | 0.71328
0 | HP - Ducted < 6 stars (< 3.75) | 2.5233 | 1.6697 | 1.0997 | 0.84638 | 0.9255 | 2.396 | 2.0052 | 0.65883
| HP - Ducted ≥ 6 stars (≥ 3.75) | 2.4688 | 1.6153 | 1.0453 | 0.79193 | 0.87105 | 2.3415 | 1.9508 | 0.60438
| HP - Non-Ducted < 3 stars (< 2.25) | 2.552 | 1.6886 | 1.1289 | 0.86689 | 0.95168 | 2.4166 | 2.0255 | 0.68497
| HP - Non-Ducted < 4.5 stars (< 3) | 2.5225 | 1.6591 | 1.0994 | 0.83736 | 0.92215 | 2.3871 | 1.996 | 0.65544
| HP - Non-Ducted < 6 stars (< 3.75) | 2.4782 | 1.6148 | 1.0551 | 0.79306 | 0.87785 | 2.3428 | 1.9517 | 0.61114
| HP - Non-Ducted ≥ 6 stars (≥ 3.75) | 2.4339 | 1.5705 | 1.0108 | 0.74876 | 0.83355 | 2.2985 | 1.9074 | 0.56684
| Other or None Specified | 2.614 | 1.7605 | 1.1905 | 0.93713 | 1.0162 | 2.4867 | 2.096 | 0.74958
NCC Climate Zone |  | 2 | HEAT PUMP HEATING TYPES |  |  |  |  | State | NSW
Col 1 | Col 2 | Col 3 | Col 4 | Col 5 | Col 6 | Col 7 | Col 8 | Col 9 | Col 10
Main Type of Heater | Main type of Cooler | Electric Storage (peak) | Electric Storage (off peak) | Heat Pump (Standard) | Heat Pump (off-peak) | Solar electric (Standard) | Gas storage | Gas Instantaneous | Solar Gas
Heat Pump - Ducted | Evaporative | 2.2218 | 1.3139 | 0.81178 | 0.57818 | 0.64662 | 2.0307 | 1.6512 | 0.46522
| HP - Ducted < 3 stars (< 2.25) | 2.5307 | 1.6591 | 1.1274 | 0.85873 | 0.94867 | 2.3693 | 1.9902 | 0.69564
< 3 Stars (< 2.25) | HP - Ducted < 4.5 stars (< 3) | 2.4944 | 1.6228 | 1.0911 | 0.82243 | 0.91237 | 2.333 | 1.9539 | 0.65934
0 | HP - Ducted < 6 stars (< 3.75) | 2.4399 | 1.5684 | 1.0366 | 0.76798 | 0.85792 | 2.2786 | 1.8995 | 0.6049
| HP - Ducted ≥ 6 stars (≥ 3.75) | 2.3855 | 1.5139 | 0.98219 | 0.71353 | 0.80347 | 2.2241 | 1.845 | 0.55045
| HP - Non-Ducted < 3 stars (< 2.25) | 2.4677 | 1.5857 | 1.0652 | 0.78768 | 0.88326 | 2.2988 | 1.921 | 0.64822
| HP - Non-Ducted < 4.5 stars (< 3) | 2.4382 | 1.5562 | 1.0356 | 0.75814 | 0.85373 | 2.2692 | 1.8915 | 0.61869
| HP - Non-Ducted < 6 stars (< 3.75) | 2.3939 | 1.5119 | 0.99135 | 0.71385 | 0.80943 | 2.2249 | 1.8472 | 0.57439
| HP - Non-Ducted ≥ 6 stars (≥ 3.75) | 2.3496 | 1.4676 | 0.94705 | 0.66955 | 0.76514 | 2.1806 | 1.8029 | 0.53009
| Other or None Specified | 2.5307 | 1.6591 | 1.1274 | 0.85873 | 0.94867 | 2.3693 | 1.9902 | 0.69564
Heat Pump - Ducted | Evaporative | 2.2142 | 1.3063 | 0.80419 | 0.57059 | 0.63903 | 2.0231 | 1.6437 | 0.45763
| HP - Ducted < 3 stars (< 2.25) | 2.5231 | 1.6515 | 1.1198 | 0.85114 | 0.94108 | 2.3617 | 1.9827 | 0.68805
< 4.5 Stars (< 3.0) | HP - Ducted < 4.5 stars (< 3) | 2.4868 | 1.6152 | 1.0835 | 0.81484 | 0.90478 | 2.3254 | 1.9464 | 0.65176
0 | HP - Ducted < 6 stars (< 3.75) | 2.4323 | 1.5608 | 1.0291 | 0.76039 | 0.85033 | 2.271 | 1.8919 | 0.59731
| HP - Ducted ≥ 6 stars (≥ 3.75) | 2.3779 | 1.5063 | 0.9746 | 0.70594 | 0.79589 | 2.2166 | 1.8375 | 0.54286
| HP - Non-Ducted < 3 stars (< 2.25) | 2.4601 | 1.5781 | 1.0576 | 0.78009 | 0.87567 | 2.2912 | 1.9134 | 0.64063
| HP - Non-Ducted < 4.5 stars (< 3) | 2.4306 | 1.5486 | 1.0281 | 0.75056 | 0.84614 | 2.2616 | 1.8839 | 0.6111
| HP - Non-Ducted < 6 stars (< 3.75) | 2.3863 | 1.5043 | 0.98376 | 0.70626 | 0.80185 | 2.2173 | 1.8396 | 0.5668
| HP - Non-Ducted ≥ 6 stars (≥ 3.75) | 2.342 | 1.46 | 0.93946 | 0.66196 | 0.75755 | 2.173 | 1.7953 | 0.5225
| Other or None Specified | 2.5231 | 1.6515 | 1.1198 | 0.85114 | 0.94108 | 2.3617 | 1.9827 | 0.68805
Heat Pump - Ducted | Evaporative | 2.2028 | 1.2949 | 0.79281 | 0.55921 | 0.62765 | 2.0117 | 1.6323 | 0.44625
| HP - Ducted < 3 stars (< 2.25) | 2.5117 | 1.6401 | 1.1084 | 0.83976 | 0.9297 | 2.3504 | 1.9713 | 0.67667
< 6 Stars (< 3.75) | HP - Ducted < 4.5 stars (< 3) | 2.4754 | 1.6038 | 1.0721 | 0.80346 | 0.8934 | 2.3141 | 1.935 | 0.64037
0 | HP - Ducted < 6 stars (< 3.75) | 2.4209 | 1.5494 | 1.0177 | 0.74901 | 0.83895 | 2.2596 | 1.8805 | 0.58593
| HP - Ducted ≥ 6 stars (≥ 3.75) | 2.3665 | 1.4949 | 0.96322 | 0.69456 | 0.7845 | 2.2052 | 1.8261 | 0.53148
| HP - Non-Ducted < 3 stars (< 2.25) | 2.4487 | 1.5667 | 1.0462 | 0.76871 | 0.86429 | 2.2798 | 1.902 | 0.62925
| HP - Non-Ducted < 4.5 stars (< 3) | 2.4192 | 1.5372 | 1.0167 | 0.73918 | 0.83476 | 2.2503 | 1.8725 | 0.59972
| HP - Non-Ducted < 6 stars (< 3.75) | 2.3749 | 1.4929 | 0.97238 | 0.69488 | 0.79046 | 2.206 | 1.8282 | 0.55542
| HP - Non-Ducted ≥ 6 stars (≥ 3.75) | 2.3306 | 1.4486 | 0.92808 | 0.65058 | 0.74617 | 2.1617 | 1.7839 | 0.51112
| Other or None Specified | 2.5117 | 1.6401 | 1.1084 | 0.83976 | 0.9297 | 2.3504 | 1.9713 | 0.67667
Heat Pump - Ducted | Evaporative | 2.1914 | 1.2836 | 0.78143 | 0.54783 | 0.61627 | 2.0003 | 1.6209 | 0.43487
| HP - Ducted < 3 stars (< 2.25) | 2.5003 | 1.6288 | 1.097 | 0.82838 | 0.91832 | 2.339 | 1.9599 | 0.66529
≥ 6 Stars (≥ 3.75) | HP - Ducted < 4.5 stars (< 3) | 2.464 | 1.5925 | 1.0607 | 0.79208 | 0.88202 | 2.3027 | 1.9236 | 0.62899
0 | HP - Ducted < 6 stars (< 3.75) | 2.4096 | 1.538 | 1.0063 | 0.73763 | 0.82757 | 2.2482 | 1.8691 | 0.57454
| HP - Ducted ≥ 6 stars (≥ 3.75) | 2.3551 | 1.4836 | 0.95184 | 0.68318 | 0.77312 | 2.1938 | 1.8147 | 0.5201
| HP - Non-Ducted < 3 stars (< 2.25) | 2.4374 | 1.5553 | 1.0348 | 0.75733 | 0.85291 | 2.2684 | 1.8907 | 0.61787
| HP - Non-Ducted < 4.5 stars (< 3) | 2.4078 | 1.5258 | 1.0053 | 0.72779 | 0.82338 | 2.2389 | 1.8611 | 0.58834
| HP - Non-Ducted < 6 stars (< 3.75) | 2.3635 | 1.4815 | 0.961 | 0.6835 | 0.77908 | 2.1946 | 1.8168 | 0.54404
| HP - Non-Ducted ≥ 6 stars (≥ 3.75) | 2.3192 | 1.4372 | 0.9167 | 0.6392 | 0.73479 | 2.1503 | 1.7725 | 0.49974
| Other or None Specified | 2.5003 | 1.6288 | 1.097 | 0.82838 | 0.91832 | 2.339 | 1.9599 | 0.66529
Heat Pump - Non Ducted | Evaporative | 2.2061 | 1.2984 | 0.79781 | 0.56872 | 0.63765 | 2.0135 | 1.6341 | 0.45584
| HP - Ducted < 3 stars (< 2.25) | 2.5154 | 1.6428 | 1.1142 | 0.84408 | 0.93495 | 2.3524 | 1.9741 | 0.68478
< 3 Stars (< 2.25) | HP - Ducted < 4.5 stars (< 3) | 2.4791 | 1.6065 | 1.0779 | 0.80778 | 0.89865 | 2.3161 | 1.9378 | 0.64849
0 | HP - Ducted < 6 stars (< 3.75) | 2.4247 | 1.5521 | 1.0235 | 0.75333 | 0.8442 | 2.2616 | 1.8834 | 0.59404
| HP - Ducted ≥ 6 stars (≥ 3.75) | 2.3702 | 1.4976 | 0.96902 | 0.69888 | 0.78975 | 2.2072 | 1.8289 | 0.53959
| HP - Non-Ducted < 3 stars (< 2.25) | 2.4524 | 1.5692 | 1.0519 | 0.77392 | 0.86943 | 2.2817 | 1.9046 | 0.63894
| HP - Non-Ducted < 4.5 stars (< 3) | 2.4228 | 1.5396 | 1.0224 | 0.74439 | 0.8399 | 2.2521 | 1.8751 | 0.60941
| HP - Non-Ducted < 6 stars (< 3.75) | 2.3785 | 1.4953 | 0.97808 | 0.70009 | 0.7956 | 2.2078 | 1.8308 | 0.56511
| HP - Non-Ducted ≥ 6 stars (≥ 3.75) | 2.3342 | 1.451 | 0.93379 | 0.65579 | 0.7513 | 2.1635 | 1.7865 | 0.52081
| Other or None Specified | 2.5154 | 1.6428 | 1.1142 | 0.84408 | 0.93495 | 2.3524 | 1.9741 | 0.68478
Heat Pump - Non Ducted | Evaporative | 2.1997 | 1.292 | 0.7914 | 0.56231 | 0.63124 | 2.0071 | 1.6277 | 0.44943
| HP - Ducted < 3 stars (< 2.25) | 2.509 | 1.6364 | 1.1078 | 0.83766 | 0.92853 | 2.346 | 1.9677 | 0.67837
< 4.5 Stars (< 3.0) | HP - Ducted < 4.5 stars (< 3) | 2.4727 | 1.6001 | 1.0715 | 0.80136 | 0.89224 | 2.3097 | 1.9314 | 0.64207
0 | HP - Ducted < 6 stars (< 3.75) | 2.4183 | 1.5457 | 1.0171 | 0.74692 | 0.83779 | 2.2552 | 1.8769 | 0.58763
| HP - Ducted ≥ 6 stars (≥ 3.75) | 2.3638 | 1.4912 | 0.9626 | 0.69247 | 0.78334 | 2.2008 | 1.8225 | 0.53318
| HP - Non-Ducted < 3 stars (< 2.25) | 2.4459 | 1.5628 | 1.0455 | 0.76751 | 0.86302 | 2.2752 | 1.8982 | 0.63253
| HP - Non-Ducted < 4.5 stars (< 3) | 2.4164 | 1.5332 | 1.016 | 0.73798 | 0.83349 | 2.2457 | 1.8687 | 0.603
| HP - Non-Ducted < 6 stars (< 3.75) | 2.3721 | 1.4889 | 0.97167 | 0.69368 | 0.78919 | 2.2014 | 1.8244 | 0.5587
| HP - Non-Ducted ≥ 6 stars (≥ 3.75) | 2.3278 | 1.4446 | 0.92738 | 0.64938 | 0.74489 | 2.1571 | 1.7801 | 0.5144
| Other or None Specified | 2.509 | 1.6364 | 1.1078 | 0.83766 | 0.92853 | 2.346 | 1.9677 | 0.67837
Heat Pump - Non Ducted | Evaporative | 2.1901 | 1.2823 | 0.78178 | 0.55269 | 0.62162 | 1.9975 | 1.6181 | 0.43981
| HP - Ducted < 3 stars (< 2.25) | 2.4994 | 1.6268 | 1.0982 | 0.82805 | 0.91892 | 2.3363 | 1.9581 | 0.66875
< 6 Stars (< 3.75) | HP - Ducted < 4.5 stars (< 3) | 2.4631 | 1.5905 | 1.0619 | 0.79175 | 0.88262 | 2.3 | 1.9218 | 0.63246
0 | HP - Ducted < 6 stars (< 3.75) | 2.4086 | 1.536 | 1.0074 | 0.7373 | 0.82817 | 2.2456 | 1.8673 | 0.57801
| HP - Ducted ≥ 6 stars (≥ 3.75) | 2.3542 | 1.4816 | 0.95299 | 0.68285 | 0.77372 | 2.1911 | 1.8129 | 0.52356
| HP - Non-Ducted < 3 stars (< 2.25) | 2.4363 | 1.5531 | 1.0359 | 0.75789 | 0.8534 | 2.2656 | 1.8886 | 0.62291
| HP - Non-Ducted < 4.5 stars (< 3) | 2.4068 | 1.5236 | 1.0064 | 0.72836 | 0.82387 | 2.2361 | 1.8591 | 0.59338
| HP - Non-Ducted < 6 stars (< 3.75) | 2.3625 | 1.4793 | 0.96205 | 0.68406 | 0.77957 | 2.1918 | 1.8148 | 0.54908
| HP - Non-Ducted ≥ 6 stars (≥ 3.75) | 2.3182 | 1.435 | 0.91776 | 0.63976 | 0.73528 | 2.1475 | 1.7705 | 0.50478
| Other or None Specified | 2.4994 | 1.6268 | 1.0982 | 0.82805 | 0.91892 | 2.3363 | 1.9581 | 0.66875
Heat Pump - Non Ducted | Evaporative | 2.1805 | 1.2727 | 0.77217 | 0.54308 | 0.612 | 1.9878 | 1.6085 | 0.4302
| HP - Ducted < 3 stars (< 2.25) | 2.4898 | 1.6172 | 1.0886 | 0.81843 | 0.9093 | 2.3267 | 1.9485 | 0.65914
≥ 6 Stars (≥ 3.75) | HP - Ducted < 4.5 stars (< 3) | 2.4535 | 1.5809 | 1.0523 | 0.78213 | 0.873 | 2.2904 | 1.9122 | 0.62284
0 | HP - Ducted < 6 stars (< 3.75) | 2.399 | 1.5264 | 0.99782 | 0.72768 | 0.81855 | 2.236 | 1.8577 | 0.56839
| HP - Ducted ≥ 6 stars (≥ 3.75) | 2.3446 | 1.472 | 0.94337 | 0.67323 | 0.7641 | 2.1815 | 1.8033 | 0.51394
| HP - Non-Ducted < 3 stars (< 2.25) | 2.4267 | 1.5435 | 1.0263 | 0.74827 | 0.84378 | 2.256 | 1.879 | 0.61329
| HP - Non-Ducted < 4.5 stars (< 3) | 2.3972 | 1.514 | 0.99673 | 0.71874 | 0.81425 | 2.2265 | 1.8495 | 0.58376
| HP - Non-Ducted < 6 stars (< 3.75) | 2.3529 | 1.4697 | 0.95244 | 0.67444 | 0.76995 | 2.1822 | 1.8052 | 0.53946
| HP - Non-Ducted ≥ 6 stars (≥ 3.75) | 2.3086 | 1.4254 | 0.90814 | 0.63015 | 0.72566 | 2.1379 | 1.7609 | 0.49517
| Other or None Specified | 2.4898 | 1.6172 | 1.0886 | 0.81843 | 0.9093 | 2.3267 | 1.9485 | 0.65914
NCC Climate Zone |  | 2 | OTHER HEATING TYPES |  |  |  |  | State | NSW
Col 1 | Col 2 | Col 3 | Col 4 | Col 5 | Col 6 | Col 7 | Col 8 | Col 9 | Col 10
Main Type of Heater | Main type of Cooler | Electric Storage (peak) | Electric Storage (off peak) | Heat Pump (Standard) | Heat Pump (off-peak) | Solar electric (Standard) | Gas storage | Gas Instantaneous | Solar Gas
Electric - Resistance (Panel) | Evaporative | 2.4253 | 1.5316 | 0.99037 | 0.70033 | 0.80084 | 2.2631 | 1.8771 | 0.57726
| HP - Ducted < 3 stars (< 2.25) | 2.824 | 1.9792 | 1.3892 | 1.1506 | 1.2188 | 2.7003 | 2.3205 | 0.96349
| HP - Ducted < 4.5 stars (< 3) | 2.7877 | 1.9429 | 1.3529 | 1.1143 | 1.1825 | 2.664 | 2.2842 | 0.92719
0 | HP - Ducted < 6 stars (< 3.75) | 2.7332 | 1.8885 | 1.2984 | 1.0599 | 1.1281 | 2.6096 | 2.2298 | 0.87275
| HP - Ducted ≥ 6 stars (≥ 3.75) | 2.6788 | 1.834 | 1.244 | 1.0054 | 1.0736 | 2.5551 | 2.1753 | 0.8183
| HP - Non-Ducted < 3 stars (< 2.25) | 2.7441 | 1.8927 | 1.3105 | 1.0665 | 1.1408 | 2.6147 | 2.2312 | 0.87828
| HP - Non-Ducted < 4.5 stars (< 3) | 2.7145 | 1.8632 | 1.2809 | 1.0369 | 1.1112 | 2.5852 | 2.2016 | 0.84875
| HP - Non-Ducted < 6 stars (< 3.75) | 2.6702 | 1.8189 | 1.2366 | 0.99263 | 1.067 | 2.5409 | 2.1573 | 0.80446
| HP - Non-Ducted ≥ 6 stars (≥ 3.75) | 2.6259 | 1.7746 | 1.1924 | 0.94833 | 1.0227 | 2.4966 | 2.1131 | 0.76016
| Other or None Specified | 2.824 | 1.9792 | 1.3892 | 1.1506 | 1.2188 | 2.7003 | 2.3205 | 0.96349
Wood Heater | Evaporative | 2.271 | 1.3684 | 0.85356 | 0.60287 | 0.66942 | 2.0959 | 1.7122 | 0.4894
| HP - Ducted < 3 stars (< 2.25) | 2.6728 | 1.8274 | 1.259 | 1.0106 | 1.0864 | 2.5449 | 2.1594 | 0.82642
| HP - Ducted < 4.5 stars (< 3) | 2.6365 | 1.7911 | 1.2227 | 0.9743 | 1.0501 | 2.5086 | 2.1231 | 0.79012
0 | HP - Ducted < 6 stars (< 3.75) | 2.5821 | 1.7367 | 1.1682 | 0.91985 | 0.99565 | 2.4542 | 2.0687 | 0.73567
| HP - Ducted ≥ 6 stars (≥ 3.75) | 2.5276 | 1.6822 | 1.1138 | 0.8654 | 0.9412 | 2.3997 | 2.0142 | 0.68123
| HP - Non-Ducted < 3 stars (< 2.25) | 2.5954 | 1.7378 | 1.183 | 0.92468 | 1.0072 | 2.4567 | 2.0686 | 0.7482
| HP - Non-Ducted < 4.5 stars (< 3) | 2.5659 | 1.7083 | 1.1534 | 0.89515 | 0.97768 | 2.4271 | 2.039 | 0.71867
| HP - Non-Ducted < 6 stars (< 3.75) | 2.5216 | 1.664 | 1.1091 | 0.85085 | 0.93338 | 2.3828 | 1.9948 | 0.67437
| HP - Non-Ducted ≥ 6 stars (≥ 3.75) | 2.4773 | 1.6197 | 1.0649 | 0.80656 | 0.88908 | 2.3385 | 1.9505 | 0.63007
| Other or None Specified | 2.6728 | 1.8274 | 1.259 | 1.0106 | 1.0864 | 2.5449 | 2.1594 | 0.82642
Electric - Resistance (Slab) | Evaporative | 2.3757 | 1.483 | 0.94539 | 0.66386 | 0.75282 | 2.2217 | 1.8315 | 0.54835
| HP - Ducted < 3 stars (< 2.25) | 2.774 | 1.9388 | 1.3449 | 1.1077 | 1.1758 | 2.6663 | 2.2802 | 0.91869
| HP - Ducted < 4.5 stars (< 3) | 2.7377 | 1.9025 | 1.3086 | 1.0714 | 1.1395 | 2.63 | 2.2439 | 0.88239
0 | HP - Ducted < 6 stars (< 3.75) | 2.6833 | 1.8481 | 1.2541 | 1.017 | 1.085 | 2.5755 | 2.1894 | 0.82794
| HP - Ducted ≥ 6 stars (≥ 3.75) | 2.6288 | 1.7936 | 1.1997 | 0.9625 | 1.0306 | 2.5211 | 2.135 | 0.77349
| HP - Non-Ducted < 3 stars (< 2.25) | 2.6971 | 1.8508 | 1.2693 | 1.0225 | 1.0972 | 2.5792 | 2.1893 | 0.83245
| HP - Non-Ducted < 4.5 stars (< 3) | 2.6676 | 1.8212 | 1.2398 | 0.99295 | 1.0677 | 2.5497 | 2.1597 | 0.80292
| HP - Non-Ducted < 6 stars (< 3.75) | 2.6233 | 1.7769 | 1.1955 | 0.94865 | 1.0234 | 2.5054 | 2.1154 | 0.75862
| HP - Non-Ducted ≥ 6 stars (≥ 3.75) | 2.579 | 1.7326 | 1.1512 | 0.90436 | 0.97907 | 2.4611 | 2.0711 | 0.71432
| Other or None Specified | 2.774 | 1.9388 | 1.3449 | 1.1077 | 1.1758 | 2.6663 | 2.2802 | 0.91869
Other or None Specified | Evaporative | 2.2218 | 1.3139 | 0.81178 | 0.57818 | 0.64662 | 2.0307 | 1.6512 | 0.46522
| HP - Ducted < 3 stars (< 2.25) | 2.5307 | 1.6591 | 1.1274 | 0.85873 | 0.94867 | 2.3693 | 1.9902 | 0.69564
| HP - Ducted < 4.5 stars (< 3) | 2.4944 | 1.6228 | 1.0911 | 0.82243 | 0.91237 | 2.333 | 1.9539 | 0.65934
0 | HP - Ducted < 6 stars (< 3.75) | 2.4399 | 1.5684 | 1.0366 | 0.76798 | 0.85792 | 2.2786 | 1.8995 | 0.6049
| HP - Ducted ≥ 6 stars (≥ 3.75) | 2.3855 | 1.5139 | 0.98219 | 0.71353 | 0.80347 | 2.2241 | 1.845 | 0.55045
| HP - Non-Ducted < 3 stars (< 2.25) | 2.4677 | 1.5857 | 1.0652 | 0.78768 | 0.88326 | 2.2988 | 1.921 | 0.64822
| HP - Non-Ducted < 4.5 stars (< 3) | 2.4382 | 1.5562 | 1.0356 | 0.75814 | 0.85373 | 2.2692 | 1.8915 | 0.61869
| HP - Non-Ducted < 6 stars (< 3.75) | 2.3939 | 1.5119 | 0.99135 | 0.71385 | 0.80943 | 2.2249 | 1.8472 | 0.57439
| HP - Non-Ducted ≥ 6 stars (≥ 3.75) | 2.3496 | 1.4676 | 0.94705 | 0.66955 | 0.76514 | 2.1806 | 1.8029 | 0.53009
| Other or None Specified | 2.5307 | 1.6591 | 1.1274 | 0.85873 | 0.94867 | 2.3693 | 1.9902 | 0.69564
Swimming Pool Pump
| Star | MJ PV/1000L | kW PV/1000L | kW PV / 40,000
| 1 | 292.1107 | 0.052541 | 2.1016 |  | Note: For Option 2 Need to select a base case (eg, 5 Stars)
| 1.5 | 246.3261 | 0.044306 | 1.7722 |  | Requirement = difference between 5 stars and selected star rating
| 2 | 213.8415 | 0.038463 | 1.5385
| 2.5 | 188.6444 | 0.033931 | 1.3572
| 3 | 168.0569 | 0.030228 | 1.2091
| 3.5 | 150.6504 | 0.027097 | 1.0839
| 4 | 135.5722 | 0.024385 | 0.9754
| 4.5 | 122.2723 | 0.021993 | 0.87971
| 5 | 110.3751 | 0.019853 | 0.79411
| 5.5 | 99.6128 | 0.017917 | 0.71668
| 6 | 89.7876 | 0.01615 | 0.64599
| 6.5 | 80.7493 | 0.014524 | 0.58097
| 7 | 72.3811 | 0.013019 | 0.52076
| 7.5 | 64.5905 | 0.011618 | 0.46471
| 8 | 57.3029 | 0.010307 | 0.41228
| 8.5 | 50.4573 | 0.0090756 | 0.36302
| 9 | 44.003 | 0.0079147 | 0.31659
| 9.5 | 37.8978 | 0.0068166 | 0.27266
| 10 | 32.1059 | 0.0057748 | 0.23099
| Spa Pump |  |  |  |  | Note: For Option 2 Need to select a base case (eg, 50% of ZNSC)
| Star | MJ PV/100 L | kW PV/100L | kW PV/4000L |  | Requirement = % * Reuirement for ZNSC
| Any | 349.1871 | 0.062807 | 2.5123

## 2-QLD (hidden)
NCC Climate Zone |  | 2 | GAS HEATING TYPES |  |  |  |  | State | QLD
Col 1 | Col 2 | Col 3 | Col 4 | Col 5 | Col 6 | Col 7 | Col 8 | Col 9 | Col 10
Main Type of Heater | Main type of Cooler | Electric Storage (peak) | Electric Storage (off peak) | Heat Pump (Standard) | Heat Pump (off-peak) | Solar electric (Standard) | Gas storage | Gas Instantaneous | Solar Gas
Gas - Ducted | Evaporative | 2.3399 | 1.9565 | 1.0882 | 0.96446 | 0.92076 | 3.315 | 2.7524 | 0.76044
(includes Hydronic) | HP - Ducted < 3 stars (< 2.25) | 2.6077 | 2.2388 | 1.3552 | 1.2549 | 1.1992 | 3.5871 | 3.0307 | 1.061
< 3Stars | HP - Ducted < 4.5 stars (< 3) | 2.5763 | 2.2075 | 1.3239 | 1.2236 | 1.1679 | 3.5558 | 2.9994 | 1.0297
0 | HP - Ducted < 6 stars (< 3.75) | 2.5294 | 2.1605 | 1.2769 | 1.1767 | 1.1209 | 3.5088 | 2.9524 | 0.98269
| HP - Ducted ≥ 6 stars (≥ 3.75) | 2.4824 | 2.1136 | 1.23 | 1.1297 | 1.0739 | 3.4619 | 2.9055 | 0.93571
| HP - Non-Ducted < 3 stars (< 2.25) | 2.5539 | 2.1804 | 1.3019 | 1.1973 | 1.1441 | 3.5314 | 2.9737 | 1.0022
| HP - Non-Ducted < 4.5 stars (< 3) | 2.5279 | 2.1544 | 1.276 | 1.1713 | 1.1181 | 3.5054 | 2.9477 | 0.97619
| HP - Non-Ducted < 6 stars (< 3.75) | 2.489 | 2.1155 | 1.237 | 1.1324 | 1.0792 | 3.4664 | 2.9087 | 0.93723
| HP - Non-Ducted ≥ 6 stars (≥ 3.75) | 2.45 | 2.0765 | 1.1981 | 1.0934 | 1.0402 | 3.4275 | 2.8698 | 0.89827
| Other or None Specified | 2.6077 | 2.2388 | 1.3552 | 1.2549 | 1.1992 | 3.5871 | 3.0307 | 1.061
Gas - Ducted | Evaporative | 2.3006 | 1.9172 | 1.0489 | 0.92516 | 0.88146 | 3.2757 | 2.7131 | 0.72114
(includes Hydronic) | HP - Ducted < 3 stars (< 2.25) | 2.5684 | 2.1995 | 1.3159 | 1.2156 | 1.1599 | 3.5478 | 2.9914 | 1.0217
< 4.5Stars | HP - Ducted < 4.5 stars (< 3) | 2.537 | 2.1682 | 1.2846 | 1.1843 | 1.1286 | 3.5165 | 2.9601 | 0.99036
0 | HP - Ducted < 6 stars (< 3.75) | 2.4901 | 2.1212 | 1.2376 | 1.1374 | 1.0816 | 3.4695 | 2.9131 | 0.94339
| HP - Ducted ≥ 6 stars (≥ 3.75) | 2.4431 | 2.0743 | 1.1907 | 1.0904 | 1.0346 | 3.4226 | 2.8662 | 0.89641
| HP - Non-Ducted < 3 stars (< 2.25) | 2.5146 | 2.1411 | 1.2626 | 1.158 | 1.1048 | 3.4921 | 2.9344 | 0.96286
| HP - Non-Ducted < 4.5 stars (< 3) | 2.4886 | 2.1151 | 1.2367 | 1.132 | 1.0788 | 3.4661 | 2.9084 | 0.93689
| HP - Non-Ducted < 6 stars (< 3.75) | 2.4497 | 2.0762 | 1.1977 | 1.0931 | 1.0399 | 3.4271 | 2.8694 | 0.89793
| HP - Non-Ducted ≥ 6 stars (≥ 3.75) | 2.4107 | 2.0372 | 1.1588 | 1.0541 | 1.0009 | 3.3882 | 2.8305 | 0.85897
| Other or None Specified | 2.5684 | 2.1995 | 1.3159 | 1.2156 | 1.1599 | 3.5478 | 2.9914 | 1.0217
Gas - Ducted | Evaporative | 2.2416 | 1.8582 | 0.98995 | 0.86621 | 0.82251 | 3.2167 | 2.6541 | 0.66219
(includes Hydronic) | HP - Ducted < 3 stars (< 2.25) | 2.5094 | 2.1406 | 1.257 | 1.1567 | 1.101 | 3.4889 | 2.9325 | 0.96273
< 6Stars | HP - Ducted < 4.5 stars (< 3) | 2.4781 | 2.1093 | 1.2257 | 1.1254 | 1.0696 | 3.4575 | 2.9012 | 0.93141
0 | HP - Ducted < 6 stars (< 3.75) | 2.4311 | 2.0623 | 1.1787 | 1.0784 | 1.0227 | 3.4106 | 2.8542 | 0.88444
| HP - Ducted ≥ 6 stars (≥ 3.75) | 2.3841 | 2.0153 | 1.1317 | 1.0314 | 0.97569 | 3.3636 | 2.8072 | 0.83747
| HP - Non-Ducted < 3 stars (< 2.25) | 2.4557 | 2.0822 | 1.2037 | 1.0991 | 1.0459 | 3.4331 | 2.8754 | 0.90391
| HP - Non-Ducted < 4.5 stars (< 3) | 2.4297 | 2.0562 | 1.1777 | 1.0731 | 1.0199 | 3.4071 | 2.8495 | 0.87794
| HP - Non-Ducted < 6 stars (< 3.75) | 2.3907 | 2.0172 | 1.1388 | 1.0341 | 0.98094 | 3.3682 | 2.8105 | 0.83898
| HP - Non-Ducted ≥ 6 stars (≥ 3.75) | 2.3518 | 1.9783 | 1.0998 | 0.99518 | 0.94198 | 3.3292 | 2.7715 | 0.80002
| Other or None Specified | 2.5094 | 2.1406 | 1.257 | 1.1567 | 1.101 | 3.4889 | 2.9325 | 0.96273
Gas - Ducted | Evaporative | 2.1827 | 1.7993 | 0.931 | 0.80726 | 0.76356 | 3.1578 | 2.5952 | 0.60324
(includes Hydronic) | HP - Ducted < 3 stars (< 2.25) | 2.4505 | 2.0816 | 1.198 | 1.0977 | 1.042 | 3.4299 | 2.8735 | 0.90378
≥ 6Stars | HP - Ducted < 4.5 stars (< 3) | 2.4191 | 2.0503 | 1.1667 | 1.0664 | 1.0107 | 3.3986 | 2.8422 | 0.87246
0 | HP - Ducted < 6 stars (< 3.75) | 2.3722 | 2.0033 | 1.1197 | 1.0195 | 0.96372 | 3.3516 | 2.7952 | 0.82549
| HP - Ducted ≥ 6 stars (≥ 3.75) | 2.3252 | 1.9564 | 1.0728 | 0.97248 | 0.91674 | 3.3047 | 2.7483 | 0.77852
| HP - Non-Ducted < 3 stars (< 2.25) | 2.3967 | 2.0232 | 1.1447 | 1.0401 | 0.98692 | 3.3742 | 2.8165 | 0.84496
| HP - Non-Ducted < 4.5 stars (< 3) | 2.3707 | 1.9972 | 1.1188 | 1.0141 | 0.96095 | 3.3482 | 2.7905 | 0.81899
| HP - Non-Ducted < 6 stars (< 3.75) | 2.3318 | 1.9583 | 1.0798 | 0.97519 | 0.92199 | 3.3092 | 2.7515 | 0.78003
| HP - Non-Ducted ≥ 6 stars (≥ 3.75) | 2.2928 | 1.9193 | 1.0409 | 0.93623 | 0.88303 | 3.2703 | 2.7126 | 0.74107
| Other or None Specified | 2.4505 | 2.0816 | 1.198 | 1.0977 | 1.042 | 3.4299 | 2.8735 | 0.90378
Gas - Non Ducted | Evaporative | 2.242 | 1.8525 | 0.9974 | 0.86659 | 0.82736 | 3.2068 | 2.6451 | 0.678
| HP - Ducted < 3 stars (< 2.25) | 2.5113 | 2.1338 | 1.2675 | 1.1611 | 1.1093 | 3.4792 | 2.9237 | 0.96704
< 3Stars | HP - Ducted < 4.5 stars (< 3) | 2.48 | 2.1025 | 1.2362 | 1.1297 | 1.078 | 3.4479 | 2.8924 | 0.93573
0 | HP - Ducted < 6 stars (< 3.75) | 2.433 | 2.0555 | 1.1892 | 1.0828 | 1.031 | 3.4009 | 2.8454 | 0.88875
| HP - Ducted ≥ 6 stars (≥ 3.75) | 2.386 | 2.0086 | 1.1422 | 1.0358 | 0.98402 | 3.354 | 2.7984 | 0.84178
| HP - Non-Ducted < 3 stars (< 2.25) | 2.4571 | 2.0761 | 1.2139 | 1.1029 | 1.0538 | 3.4237 | 2.8664 | 0.90774
| HP - Non-Ducted < 4.5 stars (< 3) | 2.4311 | 2.0501 | 1.1879 | 1.077 | 1.0278 | 3.3977 | 2.8404 | 0.88177
| HP - Non-Ducted < 6 stars (< 3.75) | 2.3922 | 2.0112 | 1.1489 | 1.038 | 0.98885 | 3.3587 | 2.8014 | 0.84281
| HP - Non-Ducted ≥ 6 stars (≥ 3.75) | 2.3532 | 1.9722 | 1.11 | 0.99906 | 0.9499 | 3.3198 | 2.7625 | 0.80385
| Other or None Specified | 2.5113 | 2.1338 | 1.2675 | 1.1611 | 1.1093 | 3.4792 | 2.9237 | 0.96704
Gas - Non Ducted | Evaporative | 2.2218 | 1.8322 | 0.97711 | 0.84631 | 0.80707 | 3.1865 | 2.6248 | 0.65772
| HP - Ducted < 3 stars (< 2.25) | 2.491 | 2.1135 | 1.2472 | 1.1408 | 1.089 | 3.4589 | 2.9034 | 0.94676
< 4.5Stars | HP - Ducted < 4.5 stars (< 3) | 2.4597 | 2.0822 | 1.2159 | 1.1095 | 1.0577 | 3.4276 | 2.8721 | 0.91544
0 | HP - Ducted < 6 stars (< 3.75) | 2.4127 | 2.0352 | 1.1689 | 1.0625 | 1.0107 | 3.3806 | 2.8251 | 0.86847
| HP - Ducted ≥ 6 stars (≥ 3.75) | 2.3657 | 1.9883 | 1.1219 | 1.0155 | 0.96373 | 3.3337 | 2.7782 | 0.8215
| HP - Non-Ducted < 3 stars (< 2.25) | 2.4368 | 2.0558 | 1.1936 | 1.0827 | 1.0335 | 3.4034 | 2.8461 | 0.88746
| HP - Non-Ducted < 4.5 stars (< 3) | 2.4109 | 2.0298 | 1.1676 | 1.0567 | 1.0075 | 3.3774 | 2.8201 | 0.86148
| HP - Non-Ducted < 6 stars (< 3.75) | 2.3719 | 1.9909 | 1.1287 | 1.0177 | 0.96857 | 3.3385 | 2.7811 | 0.82253
| HP - Non-Ducted ≥ 6 stars (≥ 3.75) | 2.3329 | 1.9519 | 1.0897 | 0.97878 | 0.92961 | 3.2995 | 2.7422 | 0.78357
| Other or None Specified | 2.491 | 2.1135 | 1.2472 | 1.1408 | 1.089 | 3.4589 | 2.9034 | 0.94676
Gas - Non Ducted | Evaporative | 2.1913 | 1.8018 | 0.94669 | 0.81588 | 0.77665 | 3.1561 | 2.5944 | 0.62729
| HP - Ducted < 3 stars (< 2.25) | 2.4606 | 2.0831 | 1.2168 | 1.1103 | 1.0586 | 3.4285 | 2.873 | 0.91633
< 6Stars | HP - Ducted < 4.5 stars (< 3) | 2.4293 | 2.0518 | 1.1855 | 1.079 | 1.0273 | 3.3972 | 2.8417 | 0.88502
0 | HP - Ducted < 6 stars (< 3.75) | 2.3823 | 2.0048 | 1.1385 | 1.0321 | 0.98028 | 3.3502 | 2.7947 | 0.83804
| HP - Ducted ≥ 6 stars (≥ 3.75) | 2.3353 | 1.9578 | 1.0915 | 0.98509 | 0.93331 | 3.3032 | 2.7477 | 0.79107
| HP - Non-Ducted < 3 stars (< 2.25) | 2.4064 | 2.0254 | 1.1632 | 1.0522 | 1.0031 | 3.373 | 2.8156 | 0.85703
| HP - Non-Ducted < 4.5 stars (< 3) | 2.3804 | 1.9994 | 1.1372 | 1.0263 | 0.9771 | 3.347 | 2.7897 | 0.83106
| HP - Non-Ducted < 6 stars (< 3.75) | 2.3415 | 1.9604 | 1.0982 | 0.98731 | 0.93814 | 3.308 | 2.7507 | 0.7921
| HP - Non-Ducted ≥ 6 stars (≥ 3.75) | 2.3025 | 1.9215 | 1.0593 | 0.94835 | 0.89918 | 3.2691 | 2.7118 | 0.75314
| Other or None Specified | 2.4606 | 2.0831 | 1.2168 | 1.1103 | 1.0586 | 3.4285 | 2.873 | 0.91633
Gas - Non Ducted | Evaporative | 2.1609 | 1.7713 | 0.91626 | 0.78545 | 0.74622 | 3.1257 | 2.564 | 0.59686
| HP - Ducted < 3 stars (< 2.25) | 2.4301 | 2.0527 | 1.1863 | 1.0799 | 1.0281 | 3.3981 | 2.8426 | 0.8859
≥ 6Stars | HP - Ducted < 4.5 stars (< 3) | 2.3988 | 2.0214 | 1.155 | 1.0486 | 0.99683 | 3.3668 | 2.8112 | 0.85459
0 | HP - Ducted < 6 stars (< 3.75) | 2.3519 | 1.9744 | 1.1081 | 1.0016 | 0.94985 | 3.3198 | 2.7643 | 0.80762
| HP - Ducted ≥ 6 stars (≥ 3.75) | 2.3049 | 1.9274 | 1.0611 | 0.95466 | 0.90288 | 3.2728 | 2.7173 | 0.76064
| HP - Non-Ducted < 3 stars (< 2.25) | 2.376 | 1.9949 | 1.1327 | 1.0218 | 0.97264 | 3.3425 | 2.7852 | 0.8266
| HP - Non-Ducted < 4.5 stars (< 3) | 2.35 | 1.969 | 1.1068 | 0.99584 | 0.94667 | 3.3166 | 2.7592 | 0.80063
| HP - Non-Ducted < 6 stars (< 3.75) | 2.311 | 1.93 | 1.0678 | 0.95688 | 0.90772 | 3.2776 | 2.7203 | 0.76167
| HP - Non-Ducted ≥ 6 stars (≥ 3.75) | 2.2721 | 1.8911 | 1.0288 | 0.91792 | 0.86876 | 3.2386 | 2.6813 | 0.72272
| Other or None Specified | 2.4301 | 2.0527 | 1.1863 | 1.0799 | 1.0281 | 3.3981 | 2.8426 | 0.8859
NCC Climate Zone |  | 2 | HEAT PUMP HEATING TYPES |  |  |  |  | State | QLD
Col 1 | Col 2 | Col 3 | Col 4 | Col 5 | Col 6 | Col 7 | Col 8 | Col 9 | Col 10
Main Type of Heater | Main type of Cooler | Electric Storage (peak) | Electric Storage (off peak) | Heat Pump (Standard) | Heat Pump (off-peak) | Solar electric (Standard) | Gas storage | Gas Instantaneous | Solar Gas
Heat Pump - Ducted | Evaporative | 1.9952 | 1.576 | 0.76586 | 0.64063 | 0.62312 | 2.9101 | 2.3547 | 0.50775
| HP - Ducted < 3 stars (< 2.25) | 2.2622 | 1.8634 | 1.0449 | 0.91874 | 0.88032 | 3.1855 | 2.635 | 0.7369
< 3 Stars (< 2.25) | HP - Ducted < 4.5 stars (< 3) | 2.2309 | 1.8321 | 1.0136 | 0.88742 | 0.84901 | 3.1542 | 2.6037 | 0.70559
0 | HP - Ducted < 6 stars (< 3.75) | 2.1839 | 1.7851 | 0.96662 | 0.84045 | 0.80203 | 3.1072 | 2.5567 | 0.65861
| HP - Ducted ≥ 6 stars (≥ 3.75) | 2.1369 | 1.7381 | 0.91965 | 0.79348 | 0.75506 | 3.0602 | 2.5097 | 0.61164
| HP - Non-Ducted < 3 stars (< 2.25) | 2.2068 | 1.8051 | 0.99032 | 0.85938 | 0.82363 | 3.1292 | 2.5779 | 0.68163
| HP - Non-Ducted < 4.5 stars (< 3) | 2.1808 | 1.7791 | 0.96435 | 0.83341 | 0.79765 | 3.1032 | 2.5519 | 0.65566
| HP - Non-Ducted < 6 stars (< 3.75) | 2.1419 | 1.7401 | 0.92539 | 0.79445 | 0.7587 | 3.0643 | 2.5129 | 0.6167
| HP - Non-Ducted ≥ 6 stars (≥ 3.75) | 2.1029 | 1.7012 | 0.88643 | 0.7555 | 0.71974 | 3.0253 | 2.474 | 0.57774
| Other or None Specified | 2.2622 | 1.8634 | 1.0449 | 0.91874 | 0.88032 | 3.1855 | 2.635 | 0.7369
Heat Pump - Ducted | Evaporative | 1.9887 | 1.5695 | 0.75937 | 0.63414 | 0.61664 | 2.9036 | 2.3482 | 0.50126
| HP - Ducted < 3 stars (< 2.25) | 2.2557 | 1.8569 | 1.0384 | 0.91225 | 0.87384 | 3.179 | 2.6285 | 0.73042
< 4.5 Stars (< 3.0) | HP - Ducted < 4.5 stars (< 3) | 2.2244 | 1.8256 | 1.0071 | 0.88094 | 0.84252 | 3.1477 | 2.5972 | 0.6991
0 | HP - Ducted < 6 stars (< 3.75) | 2.1774 | 1.7786 | 0.96013 | 0.83396 | 0.79555 | 3.1007 | 2.5502 | 0.65213
| HP - Ducted ≥ 6 stars (≥ 3.75) | 2.1304 | 1.7316 | 0.91316 | 0.78699 | 0.74857 | 3.0537 | 2.5032 | 0.60515
| HP - Non-Ducted < 3 stars (< 2.25) | 2.2003 | 1.7986 | 0.98383 | 0.8529 | 0.81714 | 3.1227 | 2.5714 | 0.67514
| HP - Non-Ducted < 4.5 stars (< 3) | 2.1743 | 1.7726 | 0.95786 | 0.82692 | 0.79117 | 3.0968 | 2.5454 | 0.64917
| HP - Non-Ducted < 6 stars (< 3.75) | 2.1354 | 1.7336 | 0.9189 | 0.78797 | 0.75221 | 3.0578 | 2.5065 | 0.61021
| HP - Non-Ducted ≥ 6 stars (≥ 3.75) | 2.0964 | 1.6947 | 0.87994 | 0.74901 | 0.71325 | 3.0188 | 2.4675 | 0.57126
| Other or None Specified | 2.2557 | 1.8569 | 1.0384 | 0.91225 | 0.87384 | 3.179 | 2.6285 | 0.73042
Heat Pump - Ducted | Evaporative | 1.9789 | 1.5598 | 0.74964 | 0.62441 | 0.6069 | 2.8939 | 2.3385 | 0.49153
| HP - Ducted < 3 stars (< 2.25) | 2.246 | 1.8471 | 1.0287 | 0.90252 | 0.8641 | 3.1693 | 2.6188 | 0.72068
< 6 Stars (< 3.75) | HP - Ducted < 4.5 stars (< 3) | 2.2146 | 1.8158 | 0.99738 | 0.8712 | 0.83279 | 3.1379 | 2.5875 | 0.68937
0 | HP - Ducted < 6 stars (< 3.75) | 2.1677 | 1.7689 | 0.9504 | 0.82423 | 0.78582 | 3.091 | 2.5405 | 0.6424
| HP - Ducted ≥ 6 stars (≥ 3.75) | 2.1207 | 1.7219 | 0.90343 | 0.77726 | 0.73884 | 3.044 | 2.4935 | 0.59542
| HP - Non-Ducted < 3 stars (< 2.25) | 2.1906 | 1.7888 | 0.9741 | 0.84316 | 0.80741 | 3.113 | 2.5617 | 0.66541
| HP - Non-Ducted < 4.5 stars (< 3) | 2.1646 | 1.7629 | 0.94813 | 0.81719 | 0.78144 | 3.087 | 2.5357 | 0.63944
| HP - Non-Ducted < 6 stars (< 3.75) | 2.1256 | 1.7239 | 0.90917 | 0.77823 | 0.74248 | 3.0481 | 2.4967 | 0.60048
| HP - Non-Ducted ≥ 6 stars (≥ 3.75) | 2.0867 | 1.685 | 0.87021 | 0.73928 | 0.70352 | 3.0091 | 2.4578 | 0.56153
| Other or None Specified | 2.246 | 1.8471 | 1.0287 | 0.90252 | 0.8641 | 3.1693 | 2.6188 | 0.72068
Heat Pump - Ducted | Evaporative | 1.9692 | 1.5501 | 0.73991 | 0.61468 | 0.59717 | 2.8841 | 2.3288 | 0.4818
| HP - Ducted < 3 stars (< 2.25) | 2.2362 | 1.8374 | 1.019 | 0.89279 | 0.85437 | 3.1595 | 2.609 | 0.71095
≥ 6 Stars (≥ 3.75) | HP - Ducted < 4.5 stars (< 3) | 2.2049 | 1.8061 | 0.98765 | 0.86147 | 0.82306 | 3.1282 | 2.5777 | 0.67964
0 | HP - Ducted < 6 stars (< 3.75) | 2.1579 | 1.7591 | 0.94067 | 0.8145 | 0.77608 | 3.0812 | 2.5308 | 0.63266
| HP - Ducted ≥ 6 stars (≥ 3.75) | 2.111 | 1.7122 | 0.8937 | 0.76753 | 0.72911 | 3.0343 | 2.4838 | 0.58569
| HP - Non-Ducted < 3 stars (< 2.25) | 2.1808 | 1.7791 | 0.96437 | 0.83343 | 0.79768 | 3.1033 | 2.5519 | 0.65568
| HP - Non-Ducted < 4.5 stars (< 3) | 2.1549 | 1.7531 | 0.9384 | 0.80746 | 0.7717 | 3.0773 | 2.5259 | 0.62971
| HP - Non-Ducted < 6 stars (< 3.75) | 2.1159 | 1.7142 | 0.89944 | 0.7685 | 0.73275 | 3.0383 | 2.487 | 0.59075
| HP - Non-Ducted ≥ 6 stars (≥ 3.75) | 2.077 | 1.6752 | 0.86048 | 0.72955 | 0.69379 | 2.9994 | 2.448 | 0.55179
| Other or None Specified | 2.2362 | 1.8374 | 1.019 | 0.89279 | 0.85437 | 3.1595 | 2.609 | 0.71095
Heat Pump - Non Ducted | Evaporative | 1.9832 | 1.5624 | 0.75394 | 0.63177 | 0.61461 | 2.8964 | 2.341 | 0.49892
| HP - Ducted < 3 stars (< 2.25) | 2.2495 | 1.8503 | 1.0335 | 0.90646 | 0.86855 | 3.1721 | 2.6216 | 0.72611
< 3 Stars (< 2.25) | HP - Ducted < 4.5 stars (< 3) | 2.2182 | 1.819 | 1.0022 | 0.87514 | 0.83724 | 3.1408 | 2.5903 | 0.69479
0 | HP - Ducted < 6 stars (< 3.75) | 2.1712 | 1.772 | 0.9552 | 0.82817 | 0.79026 | 3.0938 | 2.5433 | 0.64782
| HP - Ducted ≥ 6 stars (≥ 3.75) | 2.1242 | 1.725 | 0.90823 | 0.7812 | 0.74329 | 3.0469 | 2.4963 | 0.60084
| HP - Non-Ducted < 3 stars (< 2.25) | 2.194 | 1.7918 | 0.97884 | 0.84701 | 0.81179 | 3.1158 | 2.5644 | 0.67289
| HP - Non-Ducted < 4.5 stars (< 3) | 2.168 | 1.7659 | 0.95287 | 0.82104 | 0.78581 | 3.0898 | 2.5384 | 0.64691
| HP - Non-Ducted < 6 stars (< 3.75) | 2.1291 | 1.7269 | 0.91391 | 0.78208 | 0.74686 | 3.0509 | 2.4995 | 0.60796
| HP - Non-Ducted ≥ 6 stars (≥ 3.75) | 2.0901 | 1.688 | 0.87495 | 0.74313 | 0.7079 | 3.0119 | 2.4605 | 0.569
| Other or None Specified | 2.2495 | 1.8503 | 1.0335 | 0.90646 | 0.86855 | 3.1721 | 2.6216 | 0.72611
Heat Pump - Non Ducted | Evaporative | 1.9777 | 1.5569 | 0.74844 | 0.62626 | 0.6091 | 2.8909 | 2.3355 | 0.49342
| HP - Ducted < 3 stars (< 2.25) | 2.244 | 1.8448 | 1.028 | 0.90095 | 0.86305 | 3.1666 | 2.6161 | 0.7206
< 4.5 Stars (< 3.0) | HP - Ducted < 4.5 stars (< 3) | 2.2127 | 1.8135 | 0.99667 | 0.86964 | 0.83173 | 3.1353 | 2.5848 | 0.68928
0 | HP - Ducted < 6 stars (< 3.75) | 2.1657 | 1.7665 | 0.9497 | 0.82266 | 0.78476 | 3.0883 | 2.5378 | 0.64231
| HP - Ducted ≥ 6 stars (≥ 3.75) | 2.1187 | 1.7195 | 0.90272 | 0.77569 | 0.73778 | 3.0414 | 2.4908 | 0.59534
| HP - Non-Ducted < 3 stars (< 2.25) | 2.1885 | 1.7863 | 0.97334 | 0.84151 | 0.80628 | 3.1103 | 2.5589 | 0.66738
| HP - Non-Ducted < 4.5 stars (< 3) | 2.1625 | 1.7604 | 0.94736 | 0.81554 | 0.78031 | 3.0843 | 2.5329 | 0.64141
| HP - Non-Ducted < 6 stars (< 3.75) | 2.1236 | 1.7214 | 0.90841 | 0.77658 | 0.74135 | 3.0454 | 2.494 | 0.60245
| HP - Non-Ducted ≥ 6 stars (≥ 3.75) | 2.0846 | 1.6825 | 0.86945 | 0.73762 | 0.70239 | 3.0064 | 2.455 | 0.56349
| Other or None Specified | 2.244 | 1.8448 | 1.028 | 0.90095 | 0.86305 | 3.1666 | 2.6161 | 0.7206
Heat Pump - Non Ducted | Evaporative | 1.9694 | 1.5487 | 0.74018 | 0.618 | 0.60084 | 2.8827 | 2.3272 | 0.48516
| HP - Ducted < 3 stars (< 2.25) | 2.2357 | 1.8365 | 1.0197 | 0.89269 | 0.85479 | 3.1584 | 2.6078 | 0.71234
< 6 Stars (< 3.75) | HP - Ducted < 4.5 stars (< 3) | 2.2044 | 1.8052 | 0.98841 | 0.86138 | 0.82347 | 3.127 | 2.5765 | 0.68103
0 | HP - Ducted < 6 stars (< 3.75) | 2.1574 | 1.7582 | 0.94144 | 0.81441 | 0.7765 | 3.0801 | 2.5295 | 0.63405
| HP - Ducted ≥ 6 stars (≥ 3.75) | 2.1104 | 1.7113 | 0.89447 | 0.76743 | 0.72953 | 3.0331 | 2.4826 | 0.58708
| HP - Non-Ducted < 3 stars (< 2.25) | 2.1802 | 1.7781 | 0.96508 | 0.83325 | 0.79802 | 3.102 | 2.5506 | 0.65912
| HP - Non-Ducted < 4.5 stars (< 3) | 2.1543 | 1.7521 | 0.9391 | 0.80728 | 0.77205 | 3.0761 | 2.5247 | 0.63315
| HP - Non-Ducted < 6 stars (< 3.75) | 2.1153 | 1.7132 | 0.90015 | 0.76832 | 0.73309 | 3.0371 | 2.4857 | 0.59419
| HP - Non-Ducted ≥ 6 stars (≥ 3.75) | 2.0764 | 1.6742 | 0.86119 | 0.72936 | 0.69413 | 2.9981 | 2.4467 | 0.55523
| Other or None Specified | 2.2357 | 1.8365 | 1.0197 | 0.89269 | 0.85479 | 3.1584 | 2.6078 | 0.71234
Heat Pump - Non Ducted | Evaporative | 1.9612 | 1.5404 | 0.73192 | 0.60974 | 0.59258 | 2.8744 | 2.3189 | 0.4769
| HP - Ducted < 3 stars (< 2.25) | 2.2275 | 1.8283 | 1.0115 | 0.88444 | 0.84653 | 3.1501 | 2.5996 | 0.70408
≥ 6 Stars (≥ 3.75) | HP - Ducted < 4.5 stars (< 3) | 2.1961 | 1.7969 | 0.98015 | 0.85312 | 0.81521 | 3.1188 | 2.5683 | 0.67277
0 | HP - Ducted < 6 stars (< 3.75) | 2.1492 | 1.75 | 0.93318 | 0.80615 | 0.76824 | 3.0718 | 2.5213 | 0.62579
| HP - Ducted ≥ 6 stars (≥ 3.75) | 2.1022 | 1.703 | 0.88621 | 0.75917 | 0.72127 | 3.0248 | 2.4743 | 0.57882
| HP - Non-Ducted < 3 stars (< 2.25) | 2.172 | 1.7698 | 0.95682 | 0.82499 | 0.78976 | 3.0938 | 2.5424 | 0.65086
| HP - Non-Ducted < 4.5 stars (< 3) | 2.146 | 1.7439 | 0.93085 | 0.79902 | 0.76379 | 3.0678 | 2.5164 | 0.62489
| HP - Non-Ducted < 6 stars (< 3.75) | 2.1071 | 1.7049 | 0.89189 | 0.76006 | 0.72483 | 3.0288 | 2.4774 | 0.58593
| HP - Non-Ducted ≥ 6 stars (≥ 3.75) | 2.0681 | 1.6659 | 0.85293 | 0.7211 | 0.68588 | 2.9899 | 2.4385 | 0.54698
| Other or None Specified | 2.2275 | 1.8283 | 1.0115 | 0.88444 | 0.84653 | 3.1501 | 2.5996 | 0.70408
NCC Climate Zone |  | 2 | OTHER HEATING TYPES |  |  |  |  | State | QLD
Col 1 | Col 2 | Col 3 | Col 4 | Col 5 | Col 6 | Col 7 | Col 8 | Col 9 | Col 10
Main Type of Heater | Main type of Cooler | Electric Storage (peak) | Electric Storage (off peak) | Heat Pump (Standard) | Heat Pump (off-peak) | Solar electric (Standard) | Gas storage | Gas Instantaneous | Solar Gas
Electric - Resistance (Panel) | Evaporative | 2.1568 | 1.7544 | 0.91865 | 0.7812 | 0.74704 | 3.0919 | 2.537 | 0.61563
| HP - Ducted < 3 stars (< 2.25) | 2.5091 | 2.1239 | 1.2716 | 1.1649 | 1.1148 | 3.4492 | 2.9011 | 0.97364
| HP - Ducted < 4.5 stars (< 3) | 2.4777 | 2.0926 | 1.2403 | 1.1336 | 1.0835 | 3.4179 | 2.8698 | 0.94232
0 | HP - Ducted < 6 stars (< 3.75) | 2.4308 | 2.0456 | 1.1933 | 1.0866 | 1.0365 | 3.371 | 2.8228 | 0.89535
| HP - Ducted ≥ 6 stars (≥ 3.75) | 2.3838 | 1.9986 | 1.1463 | 1.0396 | 0.98956 | 3.324 | 2.7758 | 0.84838
| HP - Non-Ducted < 3 stars (< 2.25) | 2.4417 | 2.0508 | 1.2054 | 1.0936 | 1.0466 | 3.3795 | 2.8297 | 0.90131
| HP - Non-Ducted < 4.5 stars (< 3) | 2.4157 | 2.0248 | 1.1794 | 1.0676 | 1.0206 | 3.3536 | 2.8038 | 0.87534
| HP - Non-Ducted < 6 stars (< 3.75) | 2.3767 | 1.9858 | 1.1404 | 1.0286 | 0.98169 | 3.3146 | 2.7648 | 0.83638
| HP - Non-Ducted ≥ 6 stars (≥ 3.75) | 2.3378 | 1.9469 | 1.1015 | 0.98968 | 0.94273 | 3.2756 | 2.7259 | 0.79743
| Other or None Specified | 2.5091 | 2.1239 | 1.2716 | 1.1649 | 1.1148 | 3.4492 | 2.9011 | 0.97364
Wood Heater | Evaporative | 2.0529 | 1.6472 | 0.82196 | 0.68163 | 0.65965 | 2.9912 | 2.4321 | 0.5463
| HP - Ducted < 3 stars (< 2.25) | 2.4075 | 2.0214 | 1.1805 | 1.0679 | 1.0205 | 3.3526 | 2.7999 | 0.87534
| HP - Ducted < 4.5 stars (< 3) | 2.3761 | 1.9901 | 1.1491 | 1.0366 | 0.98915 | 3.3213 | 2.7686 | 0.84402
0 | HP - Ducted < 6 stars (< 3.75) | 2.3292 | 1.9431 | 1.1022 | 0.9896 | 0.94218 | 3.2743 | 2.7216 | 0.79705
| HP - Ducted ≥ 6 stars (≥ 3.75) | 2.2822 | 1.8962 | 1.0552 | 0.94263 | 0.8952 | 3.2273 | 2.6746 | 0.75008
| HP - Non-Ducted < 3 stars (< 2.25) | 2.3391 | 1.9496 | 1.1137 | 0.9956 | 0.95163 | 3.2822 | 2.7282 | 0.80252
| HP - Non-Ducted < 4.5 stars (< 3) | 2.3132 | 1.9236 | 1.0877 | 0.96963 | 0.92566 | 3.2562 | 2.7022 | 0.77655
| HP - Non-Ducted < 6 stars (< 3.75) | 2.2742 | 1.8847 | 1.0488 | 0.93067 | 0.8867 | 3.2173 | 2.6633 | 0.73759
| HP - Non-Ducted ≥ 6 stars (≥ 3.75) | 2.2353 | 1.8457 | 1.0098 | 0.89172 | 0.84774 | 3.1783 | 2.6243 | 0.69863
| Other or None Specified | 2.4075 | 2.0214 | 1.1805 | 1.0679 | 1.0205 | 3.3526 | 2.7999 | 0.87534
Electric - Resistance (Slab) | Evaporative | 2.2019 | 1.8109 | 0.95904 | 0.82646 | 0.78835 | 3.1643 | 2.6029 | 0.64474
| HP - Ducted < 3 stars (< 2.25) | 2.5539 | 2.1834 | 1.311 | 1.2102 | 1.1549 | 3.5235 | 2.9697 | 1.0176
| HP - Ducted < 4.5 stars (< 3) | 2.5226 | 2.1521 | 1.2797 | 1.1789 | 1.1236 | 3.4922 | 2.9384 | 0.98628
0 | HP - Ducted < 6 stars (< 3.75) | 2.4756 | 2.1052 | 1.2327 | 1.1319 | 1.0766 | 3.4452 | 2.8914 | 0.9393
| HP - Ducted ≥ 6 stars (≥ 3.75) | 2.4287 | 2.0582 | 1.1857 | 1.085 | 1.0297 | 3.3982 | 2.8444 | 0.89233
| HP - Non-Ducted < 3 stars (< 2.25) | 2.4867 | 2.1093 | 1.2448 | 1.1387 | 1.0868 | 3.453 | 2.898 | 0.94505
| HP - Non-Ducted < 4.5 stars (< 3) | 2.4607 | 2.0834 | 1.2188 | 1.1127 | 1.0608 | 3.4271 | 2.8721 | 0.91907
| HP - Non-Ducted < 6 stars (< 3.75) | 2.4217 | 2.0444 | 1.1799 | 1.0738 | 1.0218 | 3.3881 | 2.8331 | 0.88012
| HP - Non-Ducted ≥ 6 stars (≥ 3.75) | 2.3828 | 2.0054 | 1.1409 | 1.0348 | 0.98286 | 3.3491 | 2.7941 | 0.84116
| Other or None Specified | 2.5539 | 2.1834 | 1.311 | 1.2102 | 1.1549 | 3.5235 | 2.9697 | 1.0176
Other or None Specified | Evaporative | 1.9952 | 1.576 | 0.76586 | 0.64063 | 0.62312 | 2.9101 | 2.3547 | 0.50775
| HP - Ducted < 3 stars (< 2.25) | 2.2622 | 1.8634 | 1.0449 | 0.91874 | 0.88032 | 3.1855 | 2.635 | 0.7369
| HP - Ducted < 4.5 stars (< 3) | 2.2309 | 1.8321 | 1.0136 | 0.88742 | 0.84901 | 3.1542 | 2.6037 | 0.70559
0 | HP - Ducted < 6 stars (< 3.75) | 2.1839 | 1.7851 | 0.96662 | 0.84045 | 0.80203 | 3.1072 | 2.5567 | 0.65861
| HP - Ducted ≥ 6 stars (≥ 3.75) | 2.1369 | 1.7381 | 0.91965 | 0.79348 | 0.75506 | 3.0602 | 2.5097 | 0.61164
| HP - Non-Ducted < 3 stars (< 2.25) | 2.2068 | 1.8051 | 0.99032 | 0.85938 | 0.82363 | 3.1292 | 2.5779 | 0.68163
| HP - Non-Ducted < 4.5 stars (< 3) | 2.1808 | 1.7791 | 0.96435 | 0.83341 | 0.79765 | 3.1032 | 2.5519 | 0.65566
| HP - Non-Ducted < 6 stars (< 3.75) | 2.1419 | 1.7401 | 0.92539 | 0.79445 | 0.7587 | 3.0643 | 2.5129 | 0.6167
| HP - Non-Ducted ≥ 6 stars (≥ 3.75) | 2.1029 | 1.7012 | 0.88643 | 0.7555 | 0.71974 | 3.0253 | 2.474 | 0.57774
| Other or None Specified | 2.2622 | 1.8634 | 1.0449 | 0.91874 | 0.88032 | 3.1855 | 2.635 | 0.7369
Swimming Pool Pump
| Star | MJ PV/1000L | kW PV/1000L | kW PV / 40,000
| 1 | 248.8804 | 0.044765 | 1.7906 |  | Note: For Option 2 Need to select a base case (eg, 5 Stars)
| 1.5 | 210.0266 | 0.037777 | 1.5111 |  | Requirement = difference between 5 stars and selected star rating
| 2 | 182.4595 | 0.032818 | 1.3127
| 2.5 | 161.0767 | 0.028972 | 1.1589
| 3 | 143.6057 | 0.02583 | 1.0332
| 3.5 | 128.8342 | 0.023173 | 0.92692
| 4 | 116.0385 | 0.020872 | 0.83486
| 4.5 | 104.752 | 0.018841 | 0.75366
| 5 | 94.6558 | 0.017025 | 0.68102
| 5.5 | 85.5227 | 0.015383 | 0.61531
| 6 | 77.1848 | 0.013883 | 0.55532
| 6.5 | 69.5147 | 0.012503 | 0.50014
| 7 | 62.4133 | 0.011226 | 0.44904
| 7.5 | 55.802 | 0.010037 | 0.40148
| 8 | 49.6176 | 0.0089246 | 0.35698
| 8.5 | 43.8083 | 0.0078797 | 0.31519
| 9 | 38.331 | 0.0068945 | 0.27578
| 9.5 | 33.15 | 0.0059626 | 0.2385
| 10 | 28.2349 | 0.0050785 | 0.20314
| Spa Pump |  |  |  |  | Note: For Option 2 Need to select a base case (eg, 50% of ZNSC)
| Star | MJ PV/100 L | kW PV/100L | kW PV/4000L |  | Requirement = % * Reuirement for ZNSC
| Any | 296.6121 | 0.053351 | 2.134

## 3-QLD (hidden)
NCC Climate Zone |  | 3 | GAS HEATING TYPES |  |  |  |  | State | QLD
Col 1 | Col 2 | Col 3 | Col 4 | Col 5 | Col 6 | Col 7 | Col 8 | Col 9 | Col 10
Main Type of Heater | Main type of Cooler | Electric Storage (peak) | Electric Storage (off peak) | Heat Pump (Standard) | Heat Pump (off-peak) | Solar electric (Standard) | Gas storage | Gas Instantaneous | Solar Gas
Gas - Ducted | Evaporative | 2.4052 | 2.0382 | 1.2396 | 1.1397 | 0.84155 | 3.2226 | 2.7907 | 0.80548
(includes Hydronic) | HP - Ducted < 3 stars (< 2.25) | 3.7975 | 3.5019 | 2.6392 | 2.576 | 2.2438 | 4.675 | 4.2496 | 2.2163
< 3Stars | HP - Ducted < 4.5 stars (< 3) | 3.6352 | 3.3396 | 2.4769 | 2.4137 | 2.0815 | 4.5127 | 4.0873 | 2.054
0 | HP - Ducted < 6 stars (< 3.75) | 3.3918 | 3.0962 | 2.2335 | 2.1703 | 1.8381 | 4.2693 | 3.8439 | 1.8106
| HP - Ducted ≥ 6 stars (≥ 3.75) | 3.1484 | 2.8528 | 1.99 | 1.9269 | 1.5946 | 4.0258 | 3.6005 | 1.5671
| HP - Non-Ducted < 3 stars (< 2.25) | 3.5193 | 3.2121 | 2.3544 | 2.2843 | 1.9654 | 4.3869 | 3.9608 | 1.9362
| HP - Non-Ducted < 4.5 stars (< 3) | 3.3832 | 3.076 | 2.2183 | 2.1482 | 1.8293 | 4.2508 | 3.8247 | 1.8
| HP - Non-Ducted < 6 stars (< 3.75) | 3.179 | 2.8718 | 2.0141 | 1.944 | 1.6251 | 4.0466 | 3.6205 | 1.5959
| HP - Non-Ducted ≥ 6 stars (≥ 3.75) | 2.9749 | 2.6677 | 1.81 | 1.7399 | 1.4209 | 3.8424 | 3.4163 | 1.3917
| Other or None Specified | 3.7975 | 3.5019 | 2.6392 | 2.576 | 2.2438 | 4.675 | 4.2496 | 2.2163
Gas - Ducted | Evaporative | 2.3757 | 2.0088 | 1.2101 | 1.1102 | 0.81207 | 3.1931 | 2.7612 | 0.776
(includes Hydronic) | HP - Ducted < 3 stars (< 2.25) | 3.768 | 3.4724 | 2.6097 | 2.5465 | 2.2143 | 4.6455 | 4.2201 | 2.1868
< 4.5Stars | HP - Ducted < 4.5 stars (< 3) | 3.6058 | 3.3101 | 2.4474 | 2.3842 | 2.052 | 4.4832 | 4.0578 | 2.0245
0 | HP - Ducted < 6 stars (< 3.75) | 3.3623 | 3.0667 | 2.204 | 2.1408 | 1.8086 | 4.2398 | 3.8144 | 1.7811
| HP - Ducted ≥ 6 stars (≥ 3.75) | 3.1189 | 2.8233 | 1.9605 | 1.8974 | 1.5652 | 3.9964 | 3.571 | 1.5376
| HP - Non-Ducted < 3 stars (< 2.25) | 3.4899 | 3.1827 | 2.3249 | 2.2549 | 1.9359 | 4.3574 | 3.9313 | 1.9067
| HP - Non-Ducted < 4.5 stars (< 3) | 3.3537 | 3.0465 | 2.1888 | 2.1187 | 1.7998 | 4.2213 | 3.7952 | 1.7706
| HP - Non-Ducted < 6 stars (< 3.75) | 3.1496 | 2.8424 | 1.9846 | 1.9146 | 1.5956 | 4.0171 | 3.591 | 1.5664
| HP - Non-Ducted ≥ 6 stars (≥ 3.75) | 2.9454 | 2.6382 | 1.7805 | 1.7104 | 1.3914 | 3.8129 | 3.3868 | 1.3622
| Other or None Specified | 3.768 | 3.4724 | 2.6097 | 2.5465 | 2.2143 | 4.6455 | 4.2201 | 2.1868
Gas - Ducted | Evaporative | 2.3315 | 1.9645 | 1.1659 | 1.066 | 0.76784 | 3.1489 | 2.717 | 0.73178
(includes Hydronic) | HP - Ducted < 3 stars (< 2.25) | 3.7238 | 3.4282 | 2.5655 | 2.5023 | 2.1701 | 4.6013 | 4.1759 | 2.1426
< 6Stars | HP - Ducted < 4.5 stars (< 3) | 3.5615 | 3.2659 | 2.4032 | 2.34 | 2.0078 | 4.439 | 4.0136 | 1.9803
0 | HP - Ducted < 6 stars (< 3.75) | 3.3181 | 3.0225 | 2.1597 | 2.0966 | 1.7644 | 4.1956 | 3.7702 | 1.7369
| HP - Ducted ≥ 6 stars (≥ 3.75) | 3.0747 | 2.7791 | 1.9163 | 1.8532 | 1.5209 | 3.9521 | 3.5268 | 1.4934
| HP - Non-Ducted < 3 stars (< 2.25) | 3.4456 | 3.1384 | 2.2807 | 2.2106 | 1.8917 | 4.3132 | 3.8871 | 1.8625
| HP - Non-Ducted < 4.5 stars (< 3) | 3.3095 | 3.0023 | 2.1446 | 2.0745 | 1.7556 | 4.1771 | 3.751 | 1.7263
| HP - Non-Ducted < 6 stars (< 3.75) | 3.1053 | 2.7981 | 1.9404 | 1.8703 | 1.5514 | 3.9729 | 3.5468 | 1.5222
| HP - Non-Ducted ≥ 6 stars (≥ 3.75) | 2.9012 | 2.594 | 1.7362 | 1.6662 | 1.3472 | 3.7687 | 3.3426 | 1.318
| Other or None Specified | 3.7238 | 3.4282 | 2.5655 | 2.5023 | 2.1701 | 4.6013 | 4.1759 | 2.1426
Gas - Ducted | Evaporative | 2.2873 | 1.9203 | 1.1217 | 1.0218 | 0.72362 | 3.1047 | 2.6727 | 0.68756
(includes Hydronic) | HP - Ducted < 3 stars (< 2.25) | 3.6796 | 3.384 | 2.5212 | 2.4581 | 2.1259 | 4.557 | 4.1317 | 2.0983
≥ 6Stars | HP - Ducted < 4.5 stars (< 3) | 3.5173 | 3.2217 | 2.359 | 2.2958 | 1.9636 | 4.3948 | 3.9694 | 1.9361
0 | HP - Ducted < 6 stars (< 3.75) | 3.2739 | 2.9783 | 2.1155 | 2.0524 | 1.7201 | 4.1513 | 3.726 | 1.6926
| HP - Ducted ≥ 6 stars (≥ 3.75) | 3.0305 | 2.7348 | 1.8721 | 1.8089 | 1.4767 | 3.9079 | 3.4825 | 1.4492
| HP - Non-Ducted < 3 stars (< 2.25) | 3.4014 | 3.0942 | 2.2365 | 2.1664 | 1.8475 | 4.269 | 3.8429 | 1.8182
| HP - Non-Ducted < 4.5 stars (< 3) | 3.2653 | 2.9581 | 2.1004 | 2.0303 | 1.7113 | 4.1328 | 3.7067 | 1.6821
| HP - Non-Ducted < 6 stars (< 3.75) | 3.0611 | 2.7539 | 1.8962 | 1.8261 | 1.5072 | 3.9287 | 3.5026 | 1.4779
| HP - Non-Ducted ≥ 6 stars (≥ 3.75) | 2.8569 | 2.5497 | 1.692 | 1.6219 | 1.303 | 3.7245 | 3.2984 | 1.2738
| Other or None Specified | 3.6796 | 3.384 | 2.5212 | 2.4581 | 2.1259 | 4.557 | 4.1317 | 2.0983
Gas - Non Ducted | Evaporative | 2.3276 | 1.9561 | 1.1677 | 1.0635 | 0.76591 | 3.1368 | 2.7053 | 0.72927
| HP - Ducted < 3 stars (< 2.25) | 3.7174 | 3.42 | 2.5602 | 2.4955 | 2.1674 | 4.5902 | 4.1659 | 2.1399
< 3Stars | HP - Ducted < 4.5 stars (< 3) | 3.5551 | 3.2577 | 2.398 | 2.3332 | 2.0051 | 4.4279 | 4.0036 | 1.9776
0 | HP - Ducted < 6 stars (< 3.75) | 3.3117 | 3.0142 | 2.1545 | 2.0897 | 1.7616 | 4.1845 | 3.7602 | 1.7342
| HP - Ducted ≥ 6 stars (≥ 3.75) | 3.0683 | 2.7708 | 1.9111 | 1.8463 | 1.5182 | 3.9411 | 3.5167 | 1.4908
| HP - Non-Ducted < 3 stars (< 2.25) | 3.4409 | 3.1293 | 2.2747 | 2.2055 | 1.8883 | 4.302 | 3.8764 | 1.8587
| HP - Non-Ducted < 4.5 stars (< 3) | 3.3048 | 2.9932 | 2.1386 | 2.0693 | 1.7522 | 4.1659 | 3.7403 | 1.7226
| HP - Non-Ducted < 6 stars (< 3.75) | 3.1006 | 2.789 | 1.9344 | 1.8652 | 1.548 | 3.9617 | 3.5361 | 1.5184
| HP - Non-Ducted ≥ 6 stars (≥ 3.75) | 2.8964 | 2.5849 | 1.7302 | 1.661 | 1.3438 | 3.7576 | 3.3319 | 1.3143
| Other or None Specified | 3.7174 | 3.42 | 2.5602 | 2.4955 | 2.1674 | 4.5902 | 4.1659 | 2.1399
Gas - Non Ducted | Evaporative | 2.3122 | 1.9407 | 1.1523 | 1.0481 | 0.75046 | 3.1213 | 2.6898 | 0.71381
| HP - Ducted < 3 stars (< 2.25) | 3.702 | 3.4045 | 2.5448 | 2.48 | 2.1519 | 4.5748 | 4.1504 | 2.1245
< 4.5Stars | HP - Ducted < 4.5 stars (< 3) | 3.5397 | 3.2422 | 2.3825 | 2.3177 | 1.9896 | 4.4125 | 3.9881 | 1.9622
0 | HP - Ducted < 6 stars (< 3.75) | 3.2963 | 2.9988 | 2.1391 | 2.0743 | 1.7462 | 4.1691 | 3.7447 | 1.7188
| HP - Ducted ≥ 6 stars (≥ 3.75) | 3.0528 | 2.7554 | 1.8957 | 1.8309 | 1.5028 | 3.9256 | 3.5013 | 1.4753
| HP - Non-Ducted < 3 stars (< 2.25) | 3.4255 | 3.1139 | 2.2592 | 2.19 | 1.8729 | 4.2866 | 3.8609 | 1.8433
| HP - Non-Ducted < 4.5 stars (< 3) | 3.2893 | 2.9778 | 2.1231 | 2.0539 | 1.7367 | 4.1505 | 3.7248 | 1.7072
| HP - Non-Ducted < 6 stars (< 3.75) | 3.0852 | 2.7736 | 1.9189 | 1.8497 | 1.5326 | 3.9463 | 3.5206 | 1.503
| HP - Non-Ducted ≥ 6 stars (≥ 3.75) | 2.881 | 2.5694 | 1.7147 | 1.6455 | 1.3284 | 3.7421 | 3.3164 | 1.2988
| Other or None Specified | 3.702 | 3.4045 | 2.5448 | 2.48 | 2.1519 | 4.5748 | 4.1504 | 2.1245
Gas - Non Ducted | Evaporative | 2.289 | 1.9175 | 1.1291 | 1.0249 | 0.72728 | 3.0981 | 2.6667 | 0.69064
| HP - Ducted < 3 stars (< 2.25) | 3.6788 | 3.3813 | 2.5216 | 2.4568 | 2.1287 | 4.5516 | 4.1272 | 2.1013
< 6Stars | HP - Ducted < 4.5 stars (< 3) | 3.5165 | 3.219 | 2.3593 | 2.2945 | 1.9664 | 4.3893 | 3.9649 | 1.939
0 | HP - Ducted < 6 stars (< 3.75) | 3.2731 | 2.9756 | 2.1159 | 2.0511 | 1.723 | 4.1459 | 3.7215 | 1.6956
| HP - Ducted ≥ 6 stars (≥ 3.75) | 3.0296 | 2.7322 | 1.8725 | 1.8077 | 1.4796 | 3.9025 | 3.4781 | 1.4522
| HP - Non-Ducted < 3 stars (< 2.25) | 3.4023 | 3.0907 | 2.236 | 2.1668 | 1.8497 | 4.2634 | 3.8377 | 1.8201
| HP - Non-Ducted < 4.5 stars (< 3) | 3.2662 | 2.9546 | 2.0999 | 2.0307 | 1.7136 | 4.1273 | 3.7016 | 1.684
| HP - Non-Ducted < 6 stars (< 3.75) | 3.062 | 2.7504 | 1.8957 | 1.8265 | 1.5094 | 3.9231 | 3.4974 | 1.4798
| HP - Non-Ducted ≥ 6 stars (≥ 3.75) | 2.8578 | 2.5462 | 1.6916 | 1.6224 | 1.3052 | 3.7189 | 3.2933 | 1.2756
| Other or None Specified | 3.6788 | 3.3813 | 2.5216 | 2.4568 | 2.1287 | 4.5516 | 4.1272 | 2.1013
Gas - Non Ducted | Evaporative | 2.2658 | 1.8943 | 1.1059 | 1.0017 | 0.7041 | 3.0749 | 2.6435 | 0.66746
| HP - Ducted < 3 stars (< 2.25) | 3.6556 | 3.3581 | 2.4984 | 2.4336 | 2.1055 | 4.5284 | 4.1041 | 2.0781
≥ 6Stars | HP - Ducted < 4.5 stars (< 3) | 3.4933 | 3.1959 | 2.3361 | 2.2714 | 1.9433 | 4.3661 | 3.9418 | 1.9158
0 | HP - Ducted < 6 stars (< 3.75) | 3.2499 | 2.9524 | 2.0927 | 2.0279 | 1.6998 | 4.1227 | 3.6983 | 1.6724
| HP - Ducted ≥ 6 stars (≥ 3.75) | 3.0065 | 2.709 | 1.8493 | 1.7845 | 1.4564 | 3.8793 | 3.4549 | 1.429
| HP - Non-Ducted < 3 stars (< 2.25) | 3.3791 | 3.0675 | 2.2129 | 2.1437 | 1.8265 | 4.2402 | 3.8146 | 1.7969
| HP - Non-Ducted < 4.5 stars (< 3) | 3.243 | 2.9314 | 2.0767 | 2.0075 | 1.6904 | 4.1041 | 3.6784 | 1.6608
| HP - Non-Ducted < 6 stars (< 3.75) | 3.0388 | 2.7272 | 1.8726 | 1.8034 | 1.4862 | 3.8999 | 3.4743 | 1.4566
| HP - Non-Ducted ≥ 6 stars (≥ 3.75) | 2.8346 | 2.523 | 1.6684 | 1.5992 | 1.282 | 3.6957 | 3.2701 | 1.2525
| Other or None Specified | 3.6556 | 3.3581 | 2.4984 | 2.4336 | 2.1055 | 4.5284 | 4.1041 | 2.0781
NCC Climate Zone |  | 3 | HEAT PUMP HEATING TYPES |  |  |  |  | State | QLD
Col 1 | Col 2 | Col 3 | Col 4 | Col 5 | Col 6 | Col 7 | Col 8 | Col 9 | Col 10
Main Type of Heater | Main type of Cooler | Electric Storage (peak) | Electric Storage (off peak) | Heat Pump (Standard) | Heat Pump (off-peak) | Solar electric (Standard) | Gas storage | Gas Instantaneous | Solar Gas
Heat Pump - Ducted | Evaporative | 2.1343 | 1.7426 | 0.99139 | 0.87318 | 0.61631 | 2.9036 | 2.4782 | 0.59032
| HP - Ducted < 3 stars (< 2.25) | 3.5166 | 3.1981 | 2.3577 | 2.2841 | 1.9744 | 4.3546 | 3.9358 | 1.945
< 3 Stars (< 2.25) | HP - Ducted < 4.5 stars (< 3) | 3.3544 | 3.0358 | 2.1955 | 2.1218 | 1.8121 | 4.1924 | 3.7735 | 1.7827
0 | HP - Ducted < 6 stars (< 3.75) | 3.1109 | 2.7924 | 1.952 | 1.8783 | 1.5686 | 3.9489 | 3.53 | 1.5393
| HP - Ducted ≥ 6 stars (≥ 3.75) | 2.8675 | 2.549 | 1.7086 | 1.6349 | 1.3252 | 3.7055 | 3.2866 | 1.2959
| HP - Non-Ducted < 3 stars (< 2.25) | 3.2424 | 2.9079 | 2.0825 | 2.0047 | 1.6928 | 4.0677 | 3.6454 | 1.6612
| HP - Non-Ducted < 4.5 stars (< 3) | 3.1063 | 2.7717 | 1.9463 | 1.8686 | 1.5567 | 3.9316 | 3.5093 | 1.5251
| HP - Non-Ducted < 6 stars (< 3.75) | 2.9021 | 2.5676 | 1.7422 | 1.6644 | 1.3525 | 3.7274 | 3.3051 | 1.3209
| HP - Non-Ducted ≥ 6 stars (≥ 3.75) | 2.6979 | 2.3634 | 1.538 | 1.4603 | 1.1483 | 3.5232 | 3.1009 | 1.1167
| Other or None Specified | 3.5166 | 3.1981 | 2.3577 | 2.2841 | 1.9744 | 4.3546 | 3.9358 | 1.945
Heat Pump - Ducted | Evaporative | 2.1285 | 1.7369 | 0.98563 | 0.86742 | 0.61056 | 2.8978 | 2.4725 | 0.58457
| HP - Ducted < 3 stars (< 2.25) | 3.5109 | 3.1923 | 2.352 | 2.2783 | 1.9686 | 4.3489 | 3.93 | 1.9392
< 4.5 Stars (< 3.0) | HP - Ducted < 4.5 stars (< 3) | 3.3486 | 3.0301 | 2.1897 | 2.116 | 1.8063 | 4.1866 | 3.7677 | 1.777
0 | HP - Ducted < 6 stars (< 3.75) | 3.1052 | 2.7866 | 1.9463 | 1.8726 | 1.5629 | 3.9432 | 3.5243 | 1.5335
| HP - Ducted ≥ 6 stars (≥ 3.75) | 2.8618 | 2.5432 | 1.7028 | 1.6292 | 1.3195 | 3.6997 | 3.2809 | 1.2901
| HP - Non-Ducted < 3 stars (< 2.25) | 3.2366 | 2.9021 | 2.0767 | 1.999 | 1.687 | 4.0619 | 3.6396 | 1.6554
| HP - Non-Ducted < 4.5 stars (< 3) | 3.1005 | 2.766 | 1.9406 | 1.8629 | 1.5509 | 3.9258 | 3.5035 | 1.5193
| HP - Non-Ducted < 6 stars (< 3.75) | 2.8963 | 2.5618 | 1.7364 | 1.6587 | 1.3467 | 3.7216 | 3.2993 | 1.3151
| HP - Non-Ducted ≥ 6 stars (≥ 3.75) | 2.6922 | 2.3576 | 1.5322 | 1.4545 | 1.1425 | 3.5175 | 3.0951 | 1.1109
| Other or None Specified | 3.5109 | 3.1923 | 2.352 | 2.2783 | 1.9686 | 4.3489 | 3.93 | 1.9392
Heat Pump - Ducted | Evaporative | 2.1199 | 1.7282 | 0.977 | 0.85879 | 0.60192 | 2.8892 | 2.4638 | 0.57593
| HP - Ducted < 3 stars (< 2.25) | 3.5023 | 3.1837 | 2.3433 | 2.2697 | 1.96 | 4.3402 | 3.9214 | 1.9306
< 6 Stars (< 3.75) | HP - Ducted < 4.5 stars (< 3) | 3.34 | 3.0214 | 2.1811 | 2.1074 | 1.7977 | 4.178 | 3.7591 | 1.7683
0 | HP - Ducted < 6 stars (< 3.75) | 3.0965 | 2.778 | 1.9376 | 1.864 | 1.5543 | 3.9345 | 3.5157 | 1.5249
| HP - Ducted ≥ 6 stars (≥ 3.75) | 2.8531 | 2.5346 | 1.6942 | 1.6205 | 1.3108 | 3.6911 | 3.2722 | 1.2815
| HP - Non-Ducted < 3 stars (< 2.25) | 3.228 | 2.8935 | 2.0681 | 1.9903 | 1.6784 | 4.0533 | 3.631 | 1.6468
| HP - Non-Ducted < 4.5 stars (< 3) | 3.0919 | 2.7574 | 1.932 | 1.8542 | 1.5423 | 3.9172 | 3.4949 | 1.5107
| HP - Non-Ducted < 6 stars (< 3.75) | 2.8877 | 2.5532 | 1.7278 | 1.65 | 1.3381 | 3.713 | 3.2907 | 1.3065
| HP - Non-Ducted ≥ 6 stars (≥ 3.75) | 2.6835 | 2.349 | 1.5236 | 1.4459 | 1.1339 | 3.5088 | 3.0865 | 1.1023
| Other or None Specified | 3.5023 | 3.1837 | 2.3433 | 2.2697 | 1.96 | 4.3402 | 3.9214 | 1.9306
Heat Pump - Ducted | Evaporative | 2.1112 | 1.7196 | 0.96836 | 0.85016 | 0.59329 | 2.8805 | 2.4552 | 0.5673
| HP - Ducted < 3 stars (< 2.25) | 3.4936 | 3.1751 | 2.3347 | 2.261 | 1.9513 | 4.3316 | 3.9127 | 1.922
≥ 6 Stars (≥ 3.75) | HP - Ducted < 4.5 stars (< 3) | 3.3313 | 3.0128 | 2.1724 | 2.0987 | 1.789 | 4.1693 | 3.7504 | 1.7597
0 | HP - Ducted < 6 stars (< 3.75) | 3.0879 | 2.7694 | 1.929 | 1.8553 | 1.5456 | 3.9259 | 3.507 | 1.5163
| HP - Ducted ≥ 6 stars (≥ 3.75) | 2.8445 | 2.5259 | 1.6856 | 1.6119 | 1.3022 | 3.6825 | 3.2636 | 1.2728
| HP - Non-Ducted < 3 stars (< 2.25) | 3.2194 | 2.8848 | 2.0594 | 1.9817 | 1.6697 | 4.0447 | 3.6224 | 1.6382
| HP - Non-Ducted < 4.5 stars (< 3) | 3.0833 | 2.7487 | 1.9233 | 1.8456 | 1.5336 | 3.9086 | 3.4862 | 1.502
| HP - Non-Ducted < 6 stars (< 3.75) | 2.8791 | 2.5445 | 1.7191 | 1.6414 | 1.3294 | 3.7044 | 3.2821 | 1.2979
| HP - Non-Ducted ≥ 6 stars (≥ 3.75) | 2.6749 | 2.3404 | 1.515 | 1.4372 | 1.1253 | 3.5002 | 3.0779 | 1.0937
| Other or None Specified | 3.4936 | 3.1751 | 2.3347 | 2.261 | 1.9513 | 4.3316 | 3.9127 | 1.922
Heat Pump - Non Ducted | Evaporative | 2.1226 | 1.7307 | 0.98071 | 0.86178 | 0.60837 | 2.8916 | 2.4663 | 0.58232
| HP - Ducted < 3 stars (< 2.25) | 3.5051 | 3.1868 | 2.3461 | 2.2733 | 1.9633 | 4.3433 | 3.9243 | 1.934
< 3 Stars (< 2.25) | HP - Ducted < 4.5 stars (< 3) | 3.3428 | 3.0245 | 2.1839 | 2.111 | 1.801 | 4.1811 | 3.762 | 1.7717
0 | HP - Ducted < 6 stars (< 3.75) | 3.0994 | 2.7811 | 1.9404 | 1.8676 | 1.5576 | 3.9376 | 3.5186 | 1.5283
| HP - Ducted ≥ 6 stars (≥ 3.75) | 2.856 | 2.5376 | 1.697 | 1.6241 | 1.3142 | 3.6942 | 3.2752 | 1.2849
| HP - Non-Ducted < 3 stars (< 2.25) | 3.2308 | 2.8966 | 2.0715 | 1.9937 | 1.6814 | 4.0562 | 3.6339 | 1.6498
| HP - Non-Ducted < 4.5 stars (< 3) | 3.0947 | 2.7605 | 1.9354 | 1.8575 | 1.5453 | 3.9201 | 3.4978 | 1.5136
| HP - Non-Ducted < 6 stars (< 3.75) | 2.8905 | 2.5563 | 1.7312 | 1.6534 | 1.3411 | 3.7159 | 3.2936 | 1.3095
| HP - Non-Ducted ≥ 6 stars (≥ 3.75) | 2.6863 | 2.3521 | 1.527 | 1.4492 | 1.1369 | 3.5117 | 3.0895 | 1.1053
| Other or None Specified | 3.5051 | 3.1868 | 2.3461 | 2.2733 | 1.9633 | 4.3433 | 3.9243 | 1.934
Heat Pump - Non Ducted | Evaporative | 2.1178 | 1.7258 | 0.97583 | 0.8569 | 0.60349 | 2.8867 | 2.4614 | 0.57744
| HP - Ducted < 3 stars (< 2.25) | 3.5002 | 3.1819 | 2.3413 | 2.2684 | 1.9584 | 4.3385 | 3.9194 | 1.9291
< 4.5 Stars (< 3.0) | HP - Ducted < 4.5 stars (< 3) | 3.3379 | 3.0196 | 2.179 | 2.1061 | 1.7962 | 4.1762 | 3.7571 | 1.7668
0 | HP - Ducted < 6 stars (< 3.75) | 3.0945 | 2.7762 | 1.9356 | 1.8627 | 1.5527 | 3.9327 | 3.5137 | 1.5234
| HP - Ducted ≥ 6 stars (≥ 3.75) | 2.8511 | 2.5328 | 1.6921 | 1.6193 | 1.3093 | 3.6893 | 3.2703 | 1.28
| HP - Non-Ducted < 3 stars (< 2.25) | 3.2259 | 2.8917 | 2.0666 | 1.9888 | 1.6765 | 4.0513 | 3.6291 | 1.6449
| HP - Non-Ducted < 4.5 stars (< 3) | 3.0898 | 2.7556 | 1.9305 | 1.8527 | 1.5404 | 3.9152 | 3.4929 | 1.5088
| HP - Non-Ducted < 6 stars (< 3.75) | 2.8856 | 2.5514 | 1.7263 | 1.6485 | 1.3362 | 3.711 | 3.2888 | 1.3046
| HP - Non-Ducted ≥ 6 stars (≥ 3.75) | 2.6814 | 2.3472 | 1.5221 | 1.4443 | 1.132 | 3.5068 | 3.0846 | 1.1004
| Other or None Specified | 3.5002 | 3.1819 | 2.3413 | 2.2684 | 1.9584 | 4.3385 | 3.9194 | 1.9291
Heat Pump - Non Ducted | Evaporative | 2.1104 | 1.7185 | 0.96851 | 0.84958 | 0.59618 | 2.8794 | 2.4541 | 0.57012
| HP - Ducted < 3 stars (< 2.25) | 3.4929 | 3.1746 | 2.3339 | 2.2611 | 1.9511 | 4.3311 | 3.9121 | 1.9218
< 6 Stars (< 3.75) | HP - Ducted < 4.5 stars (< 3) | 3.3306 | 3.0123 | 2.1717 | 2.0988 | 1.7888 | 4.1689 | 3.7498 | 1.7595
0 | HP - Ducted < 6 stars (< 3.75) | 3.0872 | 2.7689 | 1.9282 | 1.8554 | 1.5454 | 3.9254 | 3.5064 | 1.5161
| HP - Ducted ≥ 6 stars (≥ 3.75) | 2.8438 | 2.5254 | 1.6848 | 1.6119 | 1.302 | 3.682 | 3.263 | 1.2727
| HP - Non-Ducted < 3 stars (< 2.25) | 3.2186 | 2.8844 | 2.0593 | 1.9815 | 1.6692 | 4.044 | 3.6217 | 1.6376
| HP - Non-Ducted < 4.5 stars (< 3) | 3.0825 | 2.7483 | 1.9232 | 1.8453 | 1.5331 | 3.9079 | 3.4856 | 1.5014
| HP - Non-Ducted < 6 stars (< 3.75) | 2.8783 | 2.5441 | 1.719 | 1.6412 | 1.3289 | 3.7037 | 3.2814 | 1.2973
| HP - Non-Ducted ≥ 6 stars (≥ 3.75) | 2.6741 | 2.3399 | 1.5148 | 1.437 | 1.1247 | 3.4995 | 3.0773 | 1.0931
| Other or None Specified | 3.4929 | 3.1746 | 2.3339 | 2.2611 | 1.9511 | 4.3311 | 3.9121 | 1.9218
Heat Pump - Non Ducted | Evaporative | 2.1031 | 1.7112 | 0.96119 | 0.84226 | 0.58886 | 2.8721 | 2.4467 | 0.5628
| HP - Ducted < 3 stars (< 2.25) | 3.4856 | 3.1672 | 2.3266 | 2.2538 | 1.9438 | 4.3238 | 3.9048 | 1.9145
≥ 6 Stars (≥ 3.75) | HP - Ducted < 4.5 stars (< 3) | 3.3233 | 3.005 | 2.1643 | 2.0915 | 1.7815 | 4.1615 | 3.7425 | 1.7522
0 | HP - Ducted < 6 stars (< 3.75) | 3.0799 | 2.7615 | 1.9209 | 1.848 | 1.5381 | 3.9181 | 3.4991 | 1.5088
| HP - Ducted ≥ 6 stars (≥ 3.75) | 2.8364 | 2.5181 | 1.6775 | 1.6046 | 1.2947 | 3.6747 | 3.2556 | 1.2654
| HP - Non-Ducted < 3 stars (< 2.25) | 3.2113 | 2.8771 | 2.052 | 1.9741 | 1.6619 | 4.0367 | 3.6144 | 1.6302
| HP - Non-Ducted < 4.5 stars (< 3) | 3.0752 | 2.741 | 1.9159 | 1.838 | 1.5258 | 3.9006 | 3.4783 | 1.4941
| HP - Non-Ducted < 6 stars (< 3.75) | 2.871 | 2.5368 | 1.7117 | 1.6338 | 1.3216 | 3.6964 | 3.2741 | 1.2899
| HP - Non-Ducted ≥ 6 stars (≥ 3.75) | 2.6668 | 2.3326 | 1.5075 | 1.4297 | 1.1174 | 3.4922 | 3.0699 | 1.0858
| Other or None Specified | 3.4856 | 3.1672 | 2.3266 | 2.2538 | 1.9438 | 4.3238 | 3.9048 | 1.9145
NCC Climate Zone |  | 3 | OTHER HEATING TYPES |  |  |  |  | State | QLD
Col 1 | Col 2 | Col 3 | Col 4 | Col 5 | Col 6 | Col 7 | Col 8 | Col 9 | Col 10
Main Type of Heater | Main type of Cooler | Electric Storage (peak) | Electric Storage (off peak) | Heat Pump (Standard) | Heat Pump (off-peak) | Solar electric (Standard) | Gas storage | Gas Instantaneous | Solar Gas
Electric - Resistance (Panel) | Evaporative | 2.2851 | 1.9019 | 1.1287 | 1.021 | 0.72666 | 3.0665 | 2.6415 | 0.69047
| HP - Ducted < 3 stars (< 2.25) | 4.0898 | 3.7892 | 2.9348 | 2.8732 | 2.5482 | 4.945 | 4.5274 | 2.5196
| HP - Ducted < 4.5 stars (< 3) | 3.9275 | 3.6269 | 2.7725 | 2.711 | 2.3859 | 4.7828 | 4.3651 | 2.3573
0 | HP - Ducted < 6 stars (< 3.75) | 3.6841 | 3.3835 | 2.5291 | 2.4675 | 2.1425 | 4.5393 | 4.1217 | 2.1139
| HP - Ducted ≥ 6 stars (≥ 3.75) | 3.4407 | 3.14 | 2.2857 | 2.2241 | 1.8991 | 4.2959 | 3.8782 | 1.8705
| HP - Non-Ducted < 3 stars (< 2.25) | 3.7475 | 3.4345 | 2.5905 | 2.5213 | 2.1964 | 4.5919 | 4.1728 | 2.1677
| HP - Non-Ducted < 4.5 stars (< 3) | 3.6113 | 3.2984 | 2.4544 | 2.3852 | 2.0603 | 4.4558 | 4.0367 | 2.0316
| HP - Non-Ducted < 6 stars (< 3.75) | 3.4072 | 3.0942 | 2.2502 | 2.181 | 1.8561 | 4.2516 | 3.8325 | 1.8274
| HP - Non-Ducted ≥ 6 stars (≥ 3.75) | 3.203 | 2.8901 | 2.046 | 1.9769 | 1.6519 | 4.0474 | 3.6283 | 1.6233
| Other or None Specified | 4.0898 | 3.7892 | 2.9348 | 2.8732 | 2.5482 | 4.945 | 4.5274 | 2.5196
Wood Heater | Evaporative | 2.1763 | 1.7935 | 1.0287 | 0.91462 | 0.64109 | 2.9637 | 2.5351 | 0.61556
| HP - Ducted < 3 stars (< 2.25) | 3.9853 | 3.6964 | 2.8344 | 2.7765 | 2.4466 | 4.8593 | 4.4381 | 2.4191
| HP - Ducted < 4.5 stars (< 3) | 3.823 | 3.5341 | 2.6722 | 2.6142 | 2.2843 | 4.697 | 4.2758 | 2.2568
0 | HP - Ducted < 6 stars (< 3.75) | 3.5796 | 3.2907 | 2.4287 | 2.3708 | 2.0409 | 4.4536 | 4.0324 | 2.0134
| HP - Ducted ≥ 6 stars (≥ 3.75) | 3.3362 | 3.0473 | 2.1853 | 2.1274 | 1.7975 | 4.2102 | 3.789 | 1.77
| HP - Non-Ducted < 3 stars (< 2.25) | 3.6401 | 3.3395 | 2.4868 | 2.4203 | 2.0972 | 4.503 | 4.0813 | 2.0698
| HP - Non-Ducted < 4.5 stars (< 3) | 3.504 | 3.2034 | 2.3507 | 2.2842 | 1.9611 | 4.3669 | 3.9452 | 1.9337
| HP - Non-Ducted < 6 stars (< 3.75) | 3.2998 | 2.9992 | 2.1465 | 2.08 | 1.7569 | 4.1627 | 3.741 | 1.7295
| HP - Non-Ducted ≥ 6 stars (≥ 3.75) | 3.0956 | 2.795 | 1.9423 | 1.8758 | 1.5527 | 3.9585 | 3.5368 | 1.5253
| Other or None Specified | 3.9853 | 3.6964 | 2.8344 | 2.7765 | 2.4466 | 4.8593 | 4.4381 | 2.4191
Electric - Resistance (Slab) | Evaporative | 2.2961 | 1.9236 | 1.1376 | 1.0323 | 0.73478 | 3.1035 | 2.6722 | 0.69799
| HP - Ducted < 3 stars (< 2.25) | 4.1096 | 3.8296 | 2.9567 | 2.9027 | 2.5708 | 4.9956 | 4.5741 | 2.5441
| HP - Ducted < 4.5 stars (< 3) | 3.9474 | 3.6673 | 2.7944 | 2.7404 | 2.4086 | 4.8333 | 4.4119 | 2.3818
0 | HP - Ducted < 6 stars (< 3.75) | 3.7039 | 3.4239 | 2.551 | 2.497 | 2.1651 | 4.5899 | 4.1684 | 2.1384
| HP - Ducted ≥ 6 stars (≥ 3.75) | 3.4605 | 3.1805 | 2.3075 | 2.2535 | 1.9217 | 4.3465 | 3.925 | 1.8949
| HP - Non-Ducted < 3 stars (< 2.25) | 3.7654 | 3.4716 | 2.6098 | 2.5476 | 2.2149 | 4.6406 | 4.2168 | 2.1878
| HP - Non-Ducted < 4.5 stars (< 3) | 3.6292 | 3.3355 | 2.4737 | 2.4115 | 2.0788 | 4.5045 | 4.0807 | 2.0517
| HP - Non-Ducted < 6 stars (< 3.75) | 3.4251 | 3.1313 | 2.2695 | 2.2073 | 1.8746 | 4.3003 | 3.8765 | 1.8475
| HP - Non-Ducted ≥ 6 stars (≥ 3.75) | 3.2209 | 2.9271 | 2.0653 | 2.0031 | 1.6704 | 4.0962 | 3.6723 | 1.6434
| Other or None Specified | 4.1096 | 3.8296 | 2.9567 | 2.9027 | 2.5708 | 4.9956 | 4.5741 | 2.5441
Other or None Specified | Evaporative | 2.1343 | 1.7426 | 0.99139 | 0.87318 | 0.61631 | 2.9036 | 2.4782 | 0.59032
| HP - Ducted < 3 stars (< 2.25) | 3.5166 | 3.1981 | 2.3577 | 2.2841 | 1.9744 | 4.3546 | 3.9358 | 1.945
| HP - Ducted < 4.5 stars (< 3) | 3.3544 | 3.0358 | 2.1955 | 2.1218 | 1.8121 | 4.1924 | 3.7735 | 1.7827
0 | HP - Ducted < 6 stars (< 3.75) | 3.1109 | 2.7924 | 1.952 | 1.8783 | 1.5686 | 3.9489 | 3.53 | 1.5393
| HP - Ducted ≥ 6 stars (≥ 3.75) | 2.8675 | 2.549 | 1.7086 | 1.6349 | 1.3252 | 3.7055 | 3.2866 | 1.2959
| HP - Non-Ducted < 3 stars (< 2.25) | 3.2424 | 2.9079 | 2.0825 | 2.0047 | 1.6928 | 4.0677 | 3.6454 | 1.6612
| HP - Non-Ducted < 4.5 stars (< 3) | 3.1063 | 2.7717 | 1.9463 | 1.8686 | 1.5567 | 3.9316 | 3.5093 | 1.5251
| HP - Non-Ducted < 6 stars (< 3.75) | 2.9021 | 2.5676 | 1.7422 | 1.6644 | 1.3525 | 3.7274 | 3.3051 | 1.3209
| HP - Non-Ducted ≥ 6 stars (≥ 3.75) | 2.6979 | 2.3634 | 1.538 | 1.4603 | 1.1483 | 3.5232 | 3.1009 | 1.1167
| Other or None Specified | 3.5166 | 3.1981 | 2.3577 | 2.2841 | 1.9744 | 4.3546 | 3.9358 | 1.945
Swimming Pool Pump
| Star | MJ PV/1000L | kW PV/1000L | kW PV / 40,000
| 1 | 249.5173 | 0.041609 | 1.6644 |  | Note: For Option 2 Need to select a base case (eg, 5 Stars)
| 1.5 | 210.6671 | 0.035131 | 1.4052 |  | Requirement = difference between 5 stars and selected star rating
| 2 | 183.1025 | 0.030534 | 1.2214
| 2.5 | 161.7218 | 0.026968 | 1.0787
| 3 | 144.2524 | 0.024055 | 0.96221
| 3.5 | 129.4823 | 0.021592 | 0.86369
| 4 | 116.6878 | 0.019459 | 0.77835
| 4.5 | 105.4023 | 0.017577 | 0.70307
| 5 | 95.307 | 0.015893 | 0.63573
| 5.5 | 86.1748 | 0.01437 | 0.57481
| 6 | 77.8377 | 0.01298 | 0.5192
| 6.5 | 70.1683 | 0.011701 | 0.46805
| 7 | 63.0675 | 0.010517 | 0.42068
| 7.5 | 56.4569 | 0.0094147 | 0.37659
| 8 | 50.2731 | 0.0083835 | 0.33534
| 8.5 | 44.4642 | 0.0074148 | 0.29659
| 9 | 38.9875 | 0.0065015 | 0.26006
| 9.5 | 33.807 | 0.0056376 | 0.2255
| 10 | 28.8923 | 0.004818 | 0.19272
| Spa Pump |  |  |  |  | Note: For Option 2 Need to select a base case (eg, 50% of ZNSC)
| Star | MJ PV/100 L | kW PV/100L | kW PV/4000L |  | Requirement = % * Reuirement for ZNSC
| Any | 296.1697 | 0.049389 | 1.9756

## 3-WA (hidden)
NCC Climate Zone |  | 3 | GAS HEATING TYPES |  |  |  |  | State | WA
Col 1 | Col 2 | Col 3 | Col 4 | Col 5 | Col 6 | Col 7 | Col 8 | Col 9 | Col 10
Main Type of Heater | Main type of Cooler | Electric Storage (peak) | Electric Storage (off peak) | Heat Pump (Standard) | Heat Pump (off-peak) | Solar electric (Standard) | Gas storage | Gas Instantaneous | Solar Gas
Gas - Ducted | Evaporative | 2.9551 | 1.9094 | 1.3705 | 1.0774 | 0.8594 | 3.2968 | 2.8305 | 0.79552
(includes Hydronic) | HP - Ducted < 3 stars (< 2.25) | 5.0231 | 4.1153 | 3.4243 | 3.1813 | 2.8918 | 5.517 | 5.0552 | 2.8404
< 3Stars | HP - Ducted < 4.5 stars (< 3) | 4.7797 | 3.872 | 3.1809 | 2.9379 | 2.6485 | 5.2736 | 4.8119 | 2.597
0 | HP - Ducted < 6 stars (< 3.75) | 4.4146 | 3.5069 | 2.8158 | 2.5728 | 2.2834 | 4.9086 | 4.4468 | 2.2319
| HP - Ducted ≥ 6 stars (≥ 3.75) | 4.0496 | 3.1418 | 2.4508 | 2.2078 | 1.9184 | 4.5435 | 4.0817 | 1.8669
| HP - Non-Ducted < 3 stars (< 2.25) | 4.5961 | 3.6747 | 3.0006 | 2.7466 | 2.4612 | 5.0775 | 4.6115 | 2.411
| HP - Non-Ducted < 4.5 stars (< 3) | 4.3936 | 3.4721 | 2.798 | 2.5441 | 2.2586 | 4.8749 | 4.409 | 2.2084
| HP - Non-Ducted < 6 stars (< 3.75) | 4.0897 | 3.1683 | 2.4942 | 2.2402 | 1.9548 | 4.5711 | 4.1051 | 1.9046
| HP - Non-Ducted ≥ 6 stars (≥ 3.75) | 3.7859 | 2.8644 | 2.1903 | 1.9364 | 1.6509 | 4.2672 | 3.8013 | 1.6007
| Other or None Specified | 5.0231 | 4.1153 | 3.4243 | 3.1813 | 2.8918 | 5.517 | 5.0552 | 2.8404
Gas - Ducted | Evaporative | 2.9271 | 1.8814 | 1.3425 | 1.0493 | 0.83139 | 3.2688 | 2.8025 | 0.76751
(includes Hydronic) | HP - Ducted < 3 stars (< 2.25) | 4.9951 | 4.0873 | 3.3963 | 3.1533 | 2.8638 | 5.489 | 5.0272 | 2.8124
< 4.5Stars | HP - Ducted < 4.5 stars (< 3) | 4.7517 | 3.844 | 3.1529 | 2.9099 | 2.6205 | 5.2456 | 4.7838 | 2.569
0 | HP - Ducted < 6 stars (< 3.75) | 4.3866 | 3.4789 | 2.7878 | 2.5448 | 2.2554 | 4.8806 | 4.4188 | 2.2039
| HP - Ducted ≥ 6 stars (≥ 3.75) | 4.0216 | 3.1138 | 2.4228 | 2.1798 | 1.8903 | 4.5155 | 4.0537 | 1.8389
| HP - Non-Ducted < 3 stars (< 2.25) | 4.5681 | 3.6466 | 2.9726 | 2.7186 | 2.4332 | 5.0495 | 4.5835 | 2.383
| HP - Non-Ducted < 4.5 stars (< 3) | 4.3656 | 3.4441 | 2.77 | 2.5161 | 2.2306 | 4.8469 | 4.381 | 2.1804
| HP - Non-Ducted < 6 stars (< 3.75) | 4.0617 | 3.1402 | 2.4662 | 2.2122 | 1.9267 | 4.543 | 4.0771 | 1.8766
| HP - Non-Ducted ≥ 6 stars (≥ 3.75) | 3.7579 | 2.8364 | 2.1623 | 1.9084 | 1.6229 | 4.2392 | 3.7733 | 1.5727
| Other or None Specified | 4.9951 | 4.0873 | 3.3963 | 3.1533 | 2.8638 | 5.489 | 5.0272 | 2.8124
Gas - Ducted | Evaporative | 2.8851 | 1.8393 | 1.3005 | 1.0073 | 0.78937 | 3.2268 | 2.7605 | 0.72549
(includes Hydronic) | HP - Ducted < 3 stars (< 2.25) | 4.9531 | 4.0453 | 3.3542 | 3.1112 | 2.8218 | 5.447 | 4.9852 | 2.7703
< 6Stars | HP - Ducted < 4.5 stars (< 3) | 4.7097 | 3.8019 | 3.1109 | 2.8679 | 2.5784 | 5.2036 | 4.7418 | 2.527
0 | HP - Ducted < 6 stars (< 3.75) | 4.3446 | 3.4369 | 2.7458 | 2.5028 | 2.2134 | 4.8386 | 4.3768 | 2.1619
| HP - Ducted ≥ 6 stars (≥ 3.75) | 3.9796 | 3.0718 | 2.3808 | 2.1377 | 1.8483 | 4.4735 | 4.0117 | 1.7969
| HP - Non-Ducted < 3 stars (< 2.25) | 4.5261 | 3.6046 | 2.9306 | 2.6766 | 2.3911 | 5.0074 | 4.5415 | 2.341
| HP - Non-Ducted < 4.5 stars (< 3) | 4.3236 | 3.4021 | 2.728 | 2.4741 | 2.1886 | 4.8049 | 4.3389 | 2.1384
| HP - Non-Ducted < 6 stars (< 3.75) | 4.0197 | 3.0982 | 2.4241 | 2.1702 | 1.8847 | 4.501 | 4.0351 | 1.8345
| HP - Non-Ducted ≥ 6 stars (≥ 3.75) | 3.7159 | 2.7944 | 2.1203 | 1.8664 | 1.5809 | 4.1972 | 3.7313 | 1.5307
| Other or None Specified | 4.9531 | 4.0453 | 3.3542 | 3.1112 | 2.8218 | 5.447 | 4.9852 | 2.7703
Gas - Ducted | Evaporative | 2.8431 | 1.7973 | 1.2585 | 0.96531 | 0.74735 | 3.1847 | 2.7185 | 0.68347
(includes Hydronic) | HP - Ducted < 3 stars (< 2.25) | 4.911 | 4.0033 | 3.3122 | 3.0692 | 2.7798 | 5.405 | 4.9432 | 2.7283
≥ 6Stars | HP - Ducted < 4.5 stars (< 3) | 4.6677 | 3.7599 | 3.0689 | 2.8258 | 2.5364 | 5.1616 | 4.6998 | 2.485
0 | HP - Ducted < 6 stars (< 3.75) | 4.3026 | 3.3949 | 2.7038 | 2.4608 | 2.1714 | 4.7965 | 4.3348 | 2.1199
| HP - Ducted ≥ 6 stars (≥ 3.75) | 3.9375 | 3.0298 | 2.3387 | 2.0957 | 1.8063 | 4.4315 | 3.9697 | 1.7548
| HP - Non-Ducted < 3 stars (< 2.25) | 4.4841 | 3.5626 | 2.8885 | 2.6346 | 2.3491 | 4.9654 | 4.4995 | 2.2989
| HP - Non-Ducted < 4.5 stars (< 3) | 4.2815 | 3.36 | 2.686 | 2.432 | 2.1466 | 4.7629 | 4.2969 | 2.0964
| HP - Non-Ducted < 6 stars (< 3.75) | 3.9777 | 3.0562 | 2.3821 | 2.1282 | 1.8427 | 4.459 | 3.9931 | 1.7925
| HP - Non-Ducted ≥ 6 stars (≥ 3.75) | 3.6738 | 2.7524 | 2.0783 | 1.8243 | 1.5389 | 4.1552 | 3.6892 | 1.4887
| Other or None Specified | 4.911 | 4.0033 | 3.3122 | 3.0692 | 2.7798 | 5.405 | 4.9432 | 2.7283
Gas - Non Ducted | Evaporative | 2.8703 | 1.822 | 1.2992 | 1.0018 | 0.78508 | 3.2013 | 2.7363 | 0.73221
| HP - Ducted < 3 stars (< 2.25) | 4.9352 | 4.0247 | 3.3371 | 3.0974 | 2.8074 | 5.4223 | 4.962 | 2.7557
< 3Stars | HP - Ducted < 4.5 stars (< 3) | 4.6918 | 3.7814 | 3.0938 | 2.854 | 2.564 | 5.1789 | 4.7186 | 2.5123
0 | HP - Ducted < 6 stars (< 3.75) | 4.3267 | 3.4163 | 2.7287 | 2.489 | 2.199 | 4.8139 | 4.3536 | 2.1472
| HP - Ducted ≥ 6 stars (≥ 3.75) | 3.9617 | 3.0513 | 2.3637 | 2.1239 | 1.8339 | 4.4488 | 3.9885 | 1.7822
| HP - Non-Ducted < 3 stars (< 2.25) | 4.5113 | 3.5855 | 2.9172 | 2.6601 | 2.3827 | 4.9829 | 4.5189 | 2.332
| HP - Non-Ducted < 4.5 stars (< 3) | 4.3088 | 3.383 | 2.7146 | 2.4575 | 2.1801 | 4.7803 | 4.3164 | 2.1294
| HP - Non-Ducted < 6 stars (< 3.75) | 4.0049 | 3.0791 | 2.4108 | 2.1537 | 1.8762 | 4.4765 | 4.0125 | 1.8256
| HP - Non-Ducted ≥ 6 stars (≥ 3.75) | 3.7011 | 2.7753 | 2.1069 | 1.8498 | 1.5724 | 4.1727 | 3.7087 | 1.5217
| Other or None Specified | 4.9352 | 4.0247 | 3.3371 | 3.0974 | 2.8074 | 5.4223 | 4.962 | 2.7557
Gas - Non Ducted | Evaporative | 2.8556 | 1.8074 | 1.2845 | 0.98714 | 0.77044 | 3.1867 | 2.7216 | 0.71757
| HP - Ducted < 3 stars (< 2.25) | 4.9205 | 4.0101 | 3.3225 | 3.0828 | 2.7928 | 5.4077 | 4.9474 | 2.741
< 4.5Stars | HP - Ducted < 4.5 stars (< 3) | 4.6772 | 3.7667 | 3.0791 | 2.8394 | 2.5494 | 5.1643 | 4.704 | 2.4977
0 | HP - Ducted < 6 stars (< 3.75) | 4.3121 | 3.4017 | 2.7141 | 2.4743 | 2.1843 | 4.7992 | 4.3389 | 2.1326
| HP - Ducted ≥ 6 stars (≥ 3.75) | 3.947 | 3.0366 | 2.349 | 2.1093 | 1.8193 | 4.4342 | 3.9739 | 1.7675
| HP - Non-Ducted < 3 stars (< 2.25) | 4.4967 | 3.5709 | 2.9026 | 2.6455 | 2.368 | 4.9683 | 4.5043 | 2.3173
| HP - Non-Ducted < 4.5 stars (< 3) | 4.2941 | 3.3683 | 2.7 | 2.4429 | 2.1655 | 4.7657 | 4.3017 | 2.1148
| HP - Non-Ducted < 6 stars (< 3.75) | 3.9903 | 3.0645 | 2.3962 | 2.1391 | 1.8616 | 4.4619 | 3.9979 | 1.8109
| HP - Non-Ducted ≥ 6 stars (≥ 3.75) | 3.6864 | 2.7606 | 2.0923 | 1.8352 | 1.5578 | 4.158 | 3.694 | 1.5071
| Other or None Specified | 4.9205 | 4.0101 | 3.3225 | 3.0828 | 2.7928 | 5.4077 | 4.9474 | 2.741
Gas - Non Ducted | Evaporative | 2.8337 | 1.7854 | 1.2626 | 0.96518 | 0.74848 | 3.1647 | 2.6997 | 0.69561
| HP - Ducted < 3 stars (< 2.25) | 4.8986 | 3.9882 | 3.3006 | 3.0608 | 2.7708 | 5.3857 | 4.9254 | 2.7191
< 6Stars | HP - Ducted < 4.5 stars (< 3) | 4.6552 | 3.7448 | 3.0572 | 2.8174 | 2.5275 | 5.1423 | 4.682 | 2.4757
0 | HP - Ducted < 6 stars (< 3.75) | 4.2901 | 3.3797 | 2.6921 | 2.4524 | 2.1624 | 4.7773 | 4.317 | 2.1106
| HP - Ducted ≥ 6 stars (≥ 3.75) | 3.9251 | 3.0147 | 2.3271 | 2.0873 | 1.7973 | 4.4122 | 3.9519 | 1.7456
| HP - Non-Ducted < 3 stars (< 2.25) | 4.4747 | 3.5489 | 2.8806 | 2.6235 | 2.3461 | 4.9463 | 4.4823 | 2.2954
| HP - Non-Ducted < 4.5 stars (< 3) | 4.2722 | 3.3464 | 2.678 | 2.4209 | 2.1435 | 4.7437 | 4.2798 | 2.0928
| HP - Non-Ducted < 6 stars (< 3.75) | 3.9683 | 3.0425 | 2.3742 | 2.1171 | 1.8397 | 4.4399 | 3.9759 | 1.789
| HP - Non-Ducted ≥ 6 stars (≥ 3.75) | 3.6645 | 2.7387 | 2.0704 | 1.8133 | 1.5358 | 4.1361 | 3.6721 | 1.4851
| Other or None Specified | 4.8986 | 3.9882 | 3.3006 | 3.0608 | 2.7708 | 5.3857 | 4.9254 | 2.7191
Gas - Non Ducted | Evaporative | 2.8117 | 1.7635 | 1.2406 | 0.94323 | 0.72652 | 3.1428 | 2.6777 | 0.67366
| HP - Ducted < 3 stars (< 2.25) | 4.8766 | 3.9662 | 3.2786 | 3.0388 | 2.7489 | 5.3637 | 4.9035 | 2.6971
≥ 6Stars | HP - Ducted < 4.5 stars (< 3) | 4.6332 | 3.7228 | 3.0352 | 2.7955 | 2.5055 | 5.1204 | 4.6601 | 2.4537
0 | HP - Ducted < 6 stars (< 3.75) | 4.2682 | 3.3578 | 2.6702 | 2.4304 | 2.1404 | 4.7553 | 4.295 | 2.0887
| HP - Ducted ≥ 6 stars (≥ 3.75) | 3.9031 | 2.9927 | 2.3051 | 2.0654 | 1.7754 | 4.3902 | 3.93 | 1.7236
| HP - Non-Ducted < 3 stars (< 2.25) | 4.4528 | 3.527 | 2.8587 | 2.6016 | 2.3241 | 4.9244 | 4.4604 | 2.2734
| HP - Non-Ducted < 4.5 stars (< 3) | 4.2502 | 3.3244 | 2.6561 | 2.399 | 2.1215 | 4.7218 | 4.2578 | 2.0708
| HP - Non-Ducted < 6 stars (< 3.75) | 3.9464 | 3.0206 | 2.3522 | 2.0951 | 1.8177 | 4.4179 | 3.954 | 1.767
| HP - Non-Ducted ≥ 6 stars (≥ 3.75) | 3.6425 | 2.7167 | 2.0484 | 1.7913 | 1.5138 | 4.1141 | 3.6501 | 1.4632
| Other or None Specified | 4.8766 | 3.9662 | 3.2786 | 3.0388 | 2.7489 | 5.3637 | 4.9035 | 2.6971
NCC Climate Zone |  | 3 | HEAT PUMP HEATING TYPES |  |  |  |  | State | WA
Col 1 | Col 2 | Col 3 | Col 4 | Col 5 | Col 6 | Col 7 | Col 8 | Col 9 | Col 10
Main Type of Heater | Main type of Cooler | Electric Storage (peak) | Electric Storage (off peak) | Heat Pump (Standard) | Heat Pump (off-peak) | Solar electric (Standard) | Gas storage | Gas Instantaneous | Solar Gas
Heat Pump - Ducted | Evaporative | 2.7111 | 1.6373 | 1.1687 | 0.85402 | 0.67643 | 2.9783 | 2.5234 | 0.63466
| HP - Ducted < 3 stars (< 2.25) | 4.7455 | 3.8157 | 3.1568 | 2.9086 | 2.6255 | 5.1874 | 4.732 | 2.5718
< 3 Stars (< 2.25) | HP - Ducted < 4.5 stars (< 3) | 4.5021 | 3.5723 | 2.9134 | 2.6653 | 2.3822 | 4.944 | 4.4887 | 2.3284
0 | HP - Ducted < 6 stars (< 3.75) | 4.1371 | 3.2073 | 2.5484 | 2.3002 | 2.0171 | 4.579 | 4.1236 | 1.9634
| HP - Ducted ≥ 6 stars (≥ 3.75) | 3.772 | 2.8422 | 2.1833 | 1.9351 | 1.652 | 4.2139 | 3.7585 | 1.5983
| HP - Non-Ducted < 3 stars (< 2.25) | 4.3317 | 3.3775 | 2.741 | 2.4742 | 2.2192 | 4.7479 | 4.2941 | 2.1658
| HP - Non-Ducted < 4.5 stars (< 3) | 4.1291 | 3.1749 | 2.5385 | 2.2716 | 2.0166 | 4.5453 | 4.0915 | 1.9632
| HP - Non-Ducted < 6 stars (< 3.75) | 3.8252 | 2.871 | 2.2346 | 1.9678 | 1.7128 | 4.2415 | 3.7876 | 1.6593
| HP - Non-Ducted ≥ 6 stars (≥ 3.75) | 3.5214 | 2.5672 | 1.9308 | 1.6639 | 1.4089 | 3.9377 | 3.4838 | 1.3555
| Other or None Specified | 4.7455 | 3.8157 | 3.1568 | 2.9086 | 2.6255 | 5.1874 | 4.732 | 2.5718
Heat Pump - Ducted | Evaporative | 2.703 | 1.6292 | 1.1607 | 0.84596 | 0.66837 | 2.9702 | 2.5153 | 0.6266
| HP - Ducted < 3 stars (< 2.25) | 4.7374 | 3.8077 | 3.1487 | 2.9006 | 2.6175 | 5.1794 | 4.724 | 2.5637
< 4.5 Stars (< 3.0) | HP - Ducted < 4.5 stars (< 3) | 4.4941 | 3.5643 | 2.9054 | 2.6572 | 2.3741 | 4.936 | 4.4806 | 2.3204
0 | HP - Ducted < 6 stars (< 3.75) | 4.129 | 3.1992 | 2.5403 | 2.2921 | 2.009 | 4.5709 | 4.1155 | 1.9553
| HP - Ducted ≥ 6 stars (≥ 3.75) | 3.7639 | 2.8342 | 2.1752 | 1.9271 | 1.644 | 4.2059 | 3.7505 | 1.5902
| HP - Non-Ducted < 3 stars (< 2.25) | 4.3236 | 3.3694 | 2.733 | 2.4661 | 2.2111 | 4.7398 | 4.286 | 2.1577
| HP - Non-Ducted < 4.5 stars (< 3) | 4.121 | 3.1668 | 2.5304 | 2.2635 | 2.0086 | 4.5373 | 4.0834 | 1.9551
| HP - Non-Ducted < 6 stars (< 3.75) | 3.8172 | 2.863 | 2.2266 | 1.9597 | 1.7047 | 4.2334 | 3.7796 | 1.6513
| HP - Non-Ducted ≥ 6 stars (≥ 3.75) | 3.5133 | 2.5591 | 1.9227 | 1.6559 | 1.4009 | 3.9296 | 3.4757 | 1.3474
| Other or None Specified | 4.7374 | 3.8077 | 3.1487 | 2.9006 | 2.6175 | 5.1794 | 4.724 | 2.5637
Heat Pump - Ducted | Evaporative | 2.691 | 1.6171 | 1.1486 | 0.83387 | 0.65628 | 2.9581 | 2.5032 | 0.61451
| HP - Ducted < 3 stars (< 2.25) | 4.7253 | 3.7956 | 3.1366 | 2.8885 | 2.6054 | 5.1673 | 4.7119 | 2.5516
< 6 Stars (< 3.75) | HP - Ducted < 4.5 stars (< 3) | 4.482 | 3.5522 | 2.8933 | 2.6451 | 2.362 | 4.9239 | 4.4685 | 2.3083
0 | HP - Ducted < 6 stars (< 3.75) | 4.1169 | 3.1871 | 2.5282 | 2.28 | 1.997 | 4.5588 | 4.1034 | 1.9432
| HP - Ducted ≥ 6 stars (≥ 3.75) | 3.7518 | 2.8221 | 2.1632 | 1.915 | 1.6319 | 4.1938 | 3.7384 | 1.5782
| HP - Non-Ducted < 3 stars (< 2.25) | 4.3115 | 3.3573 | 2.7209 | 2.454 | 2.199 | 4.7278 | 4.2739 | 2.1456
| HP - Non-Ducted < 4.5 stars (< 3) | 4.1089 | 3.1547 | 2.5183 | 2.2515 | 1.9965 | 4.5252 | 4.0713 | 1.943
| HP - Non-Ducted < 6 stars (< 3.75) | 3.8051 | 2.8509 | 2.2145 | 1.9476 | 1.6926 | 4.2213 | 3.7675 | 1.6392
| HP - Non-Ducted ≥ 6 stars (≥ 3.75) | 3.5013 | 2.547 | 1.9106 | 1.6438 | 1.3888 | 3.9175 | 3.4637 | 1.3353
| Other or None Specified | 4.7253 | 3.7956 | 3.1366 | 2.8885 | 2.6054 | 5.1673 | 4.7119 | 2.5516
Heat Pump - Ducted | Evaporative | 2.6789 | 1.605 | 1.1365 | 0.82178 | 0.64419 | 2.946 | 2.4911 | 0.60242
| HP - Ducted < 3 stars (< 2.25) | 4.7132 | 3.7835 | 3.1246 | 2.8764 | 2.5933 | 5.1552 | 4.6998 | 2.5396
≥ 6 Stars (≥ 3.75) | HP - Ducted < 4.5 stars (< 3) | 4.4699 | 3.5401 | 2.8812 | 2.633 | 2.3499 | 4.9118 | 4.4564 | 2.2962
0 | HP - Ducted < 6 stars (< 3.75) | 4.1048 | 3.175 | 2.5161 | 2.268 | 1.9849 | 4.5467 | 4.0914 | 1.9311
| HP - Ducted ≥ 6 stars (≥ 3.75) | 3.7398 | 2.81 | 2.1511 | 1.9029 | 1.6198 | 4.1817 | 3.7263 | 1.5661
| HP - Non-Ducted < 3 stars (< 2.25) | 4.2994 | 3.3452 | 2.7088 | 2.4419 | 2.1869 | 4.7157 | 4.2618 | 2.1335
| HP - Non-Ducted < 4.5 stars (< 3) | 4.0969 | 3.1426 | 2.5062 | 2.2394 | 1.9844 | 4.5131 | 4.0593 | 1.9309
| HP - Non-Ducted < 6 stars (< 3.75) | 3.793 | 2.8388 | 2.2024 | 1.9355 | 1.6805 | 4.2093 | 3.7554 | 1.6271
| HP - Non-Ducted ≥ 6 stars (≥ 3.75) | 3.4892 | 2.535 | 1.8985 | 1.6317 | 1.3767 | 3.9054 | 3.4516 | 1.3233
| Other or None Specified | 4.7132 | 3.7835 | 3.1246 | 2.8764 | 2.5933 | 5.1552 | 4.6998 | 2.5396
Heat Pump - Non Ducted | Evaporative | 2.6939 | 1.6187 | 1.1544 | 0.83774 | 0.665 | 2.9593 | 2.5045 | 0.62564
| HP - Ducted < 3 stars (< 2.25) | 4.7277 | 3.7985 | 3.1404 | 2.8918 | 2.6084 | 5.1703 | 4.7143 | 2.5548
< 3 Stars (< 2.25) | HP - Ducted < 4.5 stars (< 3) | 4.4844 | 3.5552 | 2.897 | 2.6484 | 2.365 | 4.927 | 4.471 | 2.3114
0 | HP - Ducted < 6 stars (< 3.75) | 4.1193 | 3.1901 | 2.5319 | 2.2834 | 2 | 4.5619 | 4.1059 | 1.9463
| HP - Ducted ≥ 6 stars (≥ 3.75) | 3.7542 | 2.825 | 2.1669 | 1.9183 | 1.6349 | 4.1968 | 3.7408 | 1.5813
| HP - Non-Ducted < 3 stars (< 2.25) | 4.3142 | 3.3598 | 2.7237 | 2.4584 | 2.2028 | 4.7301 | 4.2761 | 2.1494
| HP - Non-Ducted < 4.5 stars (< 3) | 4.1116 | 3.1573 | 2.5211 | 2.2558 | 2.0003 | 4.5275 | 4.0736 | 1.9468
| HP - Non-Ducted < 6 stars (< 3.75) | 3.8078 | 2.8534 | 2.2172 | 1.9519 | 1.6964 | 4.2237 | 3.7697 | 1.643
| HP - Non-Ducted ≥ 6 stars (≥ 3.75) | 3.5039 | 2.5496 | 1.9134 | 1.6481 | 1.3926 | 3.9198 | 3.4659 | 1.3391
| Other or None Specified | 4.7277 | 3.7985 | 3.1404 | 2.8918 | 2.6084 | 5.1703 | 4.7143 | 2.5548
Heat Pump - Non Ducted | Evaporative | 2.6872 | 1.612 | 1.1476 | 0.83101 | 0.65827 | 2.9526 | 2.4978 | 0.61891
| HP - Ducted < 3 stars (< 2.25) | 4.721 | 3.7918 | 3.1336 | 2.8851 | 2.6017 | 5.1636 | 4.7076 | 2.548
< 4.5 Stars (< 3.0) | HP - Ducted < 4.5 stars (< 3) | 4.4776 | 3.5484 | 2.8902 | 2.6417 | 2.3583 | 4.9202 | 4.4642 | 2.3047
0 | HP - Ducted < 6 stars (< 3.75) | 4.1126 | 3.1834 | 2.5252 | 2.2766 | 1.9932 | 4.5552 | 4.0992 | 1.9396
| HP - Ducted ≥ 6 stars (≥ 3.75) | 3.7475 | 2.8183 | 2.1601 | 1.9116 | 1.6282 | 4.1901 | 3.7341 | 1.5746
| HP - Non-Ducted < 3 stars (< 2.25) | 4.3075 | 3.3531 | 2.7169 | 2.4516 | 2.1961 | 4.7233 | 4.2694 | 2.1427
| HP - Non-Ducted < 4.5 stars (< 3) | 4.1049 | 3.1505 | 2.5144 | 2.2491 | 1.9935 | 4.5208 | 4.0668 | 1.9401
| HP - Non-Ducted < 6 stars (< 3.75) | 3.8011 | 2.8467 | 2.2105 | 1.9452 | 1.6897 | 4.2169 | 3.763 | 1.6362
| HP - Non-Ducted ≥ 6 stars (≥ 3.75) | 3.4972 | 2.5428 | 1.9067 | 1.6414 | 1.3858 | 3.9131 | 3.4591 | 1.3324
| Other or None Specified | 4.721 | 3.7918 | 3.1336 | 2.8851 | 2.6017 | 5.1636 | 4.7076 | 2.548
Heat Pump - Non Ducted | Evaporative | 2.6771 | 1.6019 | 1.1375 | 0.82091 | 0.64817 | 2.9425 | 2.4877 | 0.60881
| HP - Ducted < 3 stars (< 2.25) | 4.7109 | 3.7817 | 3.1235 | 2.875 | 2.5916 | 5.1535 | 4.6975 | 2.5379
< 6 Stars (< 3.75) | HP - Ducted < 4.5 stars (< 3) | 4.4675 | 3.5383 | 2.8801 | 2.6316 | 2.3482 | 4.9101 | 4.4541 | 2.2946
0 | HP - Ducted < 6 stars (< 3.75) | 4.1025 | 3.1733 | 2.5151 | 2.2665 | 1.9831 | 4.5451 | 4.0891 | 1.9295
| HP - Ducted ≥ 6 stars (≥ 3.75) | 3.7374 | 2.8082 | 2.15 | 1.9015 | 1.6181 | 4.18 | 3.724 | 1.5645
| HP - Non-Ducted < 3 stars (< 2.25) | 4.2974 | 3.343 | 2.7068 | 2.4415 | 2.186 | 4.7132 | 4.2593 | 2.1326
| HP - Non-Ducted < 4.5 stars (< 3) | 4.0948 | 3.1404 | 2.5043 | 2.239 | 1.9834 | 4.5107 | 4.0567 | 1.93
| HP - Non-Ducted < 6 stars (< 3.75) | 3.791 | 2.8366 | 2.2004 | 1.9351 | 1.6796 | 4.2068 | 3.7529 | 1.6261
| HP - Non-Ducted ≥ 6 stars (≥ 3.75) | 3.4871 | 2.5327 | 1.8966 | 1.6313 | 1.3757 | 3.903 | 3.449 | 1.3223
| Other or None Specified | 4.7109 | 3.7817 | 3.1235 | 2.875 | 2.5916 | 5.1535 | 4.6975 | 2.5379
Heat Pump - Non Ducted | Evaporative | 2.667 | 1.5918 | 1.1274 | 0.81081 | 0.63806 | 2.9324 | 2.4776 | 0.59871
| HP - Ducted < 3 stars (< 2.25) | 4.7008 | 3.7716 | 3.1134 | 2.8649 | 2.5815 | 5.1434 | 4.6874 | 2.5278
≥ 6 Stars (≥ 3.75) | HP - Ducted < 4.5 stars (< 3) | 4.4574 | 3.5282 | 2.87 | 2.6215 | 2.3381 | 4.9 | 4.444 | 2.2845
0 | HP - Ducted < 6 stars (< 3.75) | 4.0924 | 3.1632 | 2.505 | 2.2564 | 1.973 | 4.535 | 4.079 | 1.9194
| HP - Ducted ≥ 6 stars (≥ 3.75) | 3.7273 | 2.7981 | 2.1399 | 1.8914 | 1.608 | 4.1699 | 3.7139 | 1.5544
| HP - Non-Ducted < 3 stars (< 2.25) | 4.2873 | 3.3329 | 2.6967 | 2.4314 | 2.1759 | 4.7031 | 4.2492 | 2.1225
| HP - Non-Ducted < 4.5 stars (< 3) | 4.0847 | 3.1303 | 2.4942 | 2.2288 | 1.9733 | 4.5006 | 4.0466 | 1.9199
| HP - Non-Ducted < 6 stars (< 3.75) | 3.7808 | 2.8265 | 2.1903 | 1.925 | 1.6695 | 4.1967 | 3.7428 | 1.616
| HP - Non-Ducted ≥ 6 stars (≥ 3.75) | 3.477 | 2.5226 | 1.8865 | 1.6212 | 1.3656 | 3.8929 | 3.4389 | 1.3122
| Other or None Specified | 4.7008 | 3.7716 | 3.1134 | 2.8649 | 2.5815 | 5.1434 | 4.6874 | 2.5278
NCC Climate Zone |  | 3 | OTHER HEATING TYPES |  |  |  |  | State | WA
Col 1 | Col 2 | Col 3 | Col 4 | Col 5 | Col 6 | Col 7 | Col 8 | Col 9 | Col 10
Main Type of Heater | Main type of Cooler | Electric Storage (peak) | Electric Storage (off peak) | Heat Pump (Standard) | Heat Pump (off-peak) | Solar electric (Standard) | Gas storage | Gas Instantaneous | Solar Gas
Electric - Resistance (Panel) | Evaporative | 2.9399 | 1.8834 | 1.3563 | 1.0635 | 0.84908 | 3.2415 | 2.7869 | 0.78545
| HP - Ducted < 3 stars (< 2.25) | 5.6247 | 4.7137 | 4.0336 | 3.7942 | 3.5019 | 6.0911 | 5.6397 | 3.4501
| HP - Ducted < 4.5 stars (< 3) | 5.3813 | 4.4704 | 3.7903 | 3.5509 | 3.2585 | 5.8478 | 5.3963 | 3.2068
0 | HP - Ducted < 6 stars (< 3.75) | 5.0162 | 4.1053 | 3.4252 | 3.1858 | 2.8935 | 5.4827 | 5.0313 | 2.8417
| HP - Ducted ≥ 6 stars (≥ 3.75) | 4.6512 | 3.7402 | 3.0601 | 2.8207 | 2.5284 | 5.1176 | 4.6662 | 2.4767
| HP - Non-Ducted < 3 stars (< 2.25) | 5.104 | 4.1786 | 3.5111 | 3.2575 | 2.9777 | 5.5549 | 5.1018 | 2.9254
| HP - Non-Ducted < 4.5 stars (< 3) | 4.9015 | 3.976 | 3.3086 | 3.055 | 2.7751 | 5.3523 | 4.8992 | 2.7228
| HP - Non-Ducted < 6 stars (< 3.75) | 4.5976 | 3.6722 | 3.0047 | 2.7511 | 2.4713 | 5.0485 | 4.5954 | 2.419
| HP - Non-Ducted ≥ 6 stars (≥ 3.75) | 4.2938 | 3.3683 | 2.7009 | 2.4473 | 2.1675 | 4.7446 | 4.2915 | 2.1151
| Other or None Specified | 5.6247 | 4.7137 | 4.0336 | 3.7942 | 3.5019 | 6.0911 | 5.6397 | 3.4501
Wood Heater | Evaporative | 2.7449 | 1.6831 | 1.1936 | 0.88406 | 0.69346 | 3.0447 | 2.5831 | 0.64752
| HP - Ducted < 3 stars (< 2.25) | 5.4373 | 4.5523 | 3.8546 | 3.6244 | 3.3202 | 5.9381 | 5.4806 | 3.2727
| HP - Ducted < 4.5 stars (< 3) | 5.1939 | 4.3089 | 3.6113 | 3.381 | 3.0769 | 5.6947 | 5.2372 | 3.0294
0 | HP - Ducted < 6 stars (< 3.75) | 4.8289 | 3.9438 | 3.2462 | 3.016 | 2.7118 | 5.3297 | 4.8721 | 2.6643
| HP - Ducted ≥ 6 stars (≥ 3.75) | 4.4638 | 3.5788 | 2.8811 | 2.6509 | 2.3467 | 4.9646 | 4.5071 | 2.2992
| HP - Non-Ducted < 3 stars (< 2.25) | 4.9153 | 4.0064 | 3.3236 | 3.0837 | 2.7961 | 5.3937 | 4.9365 | 2.7452
| HP - Non-Ducted < 4.5 stars (< 3) | 4.7127 | 3.8039 | 3.1211 | 2.8811 | 2.5936 | 5.1911 | 4.734 | 2.5427
| HP - Non-Ducted < 6 stars (< 3.75) | 4.4089 | 3.5 | 2.8172 | 2.5773 | 2.2897 | 4.8873 | 4.4301 | 2.2388
| HP - Non-Ducted ≥ 6 stars (≥ 3.75) | 4.105 | 3.1962 | 2.5134 | 2.2734 | 1.9859 | 4.5835 | 4.1263 | 1.935
| Other or None Specified | 5.4373 | 4.5523 | 3.8546 | 3.6244 | 3.3202 | 5.9381 | 5.4806 | 3.2727
Electric - Resistance (Slab) | Evaporative | 2.8208 | 1.7691 | 1.2553 | 0.9549 | 0.74089 | 3.1442 | 2.6797 | 0.69556
| HP - Ducted < 3 stars (< 2.25) | 5.5254 | 4.6435 | 3.9389 | 3.712 | 3.4069 | 6.0352 | 5.5774 | 3.359
| HP - Ducted < 4.5 stars (< 3) | 5.282 | 4.4001 | 3.6956 | 3.4687 | 3.1635 | 5.7918 | 5.334 | 3.1156
0 | HP - Ducted < 6 stars (< 3.75) | 4.9169 | 4.035 | 3.3305 | 3.1036 | 2.7985 | 5.4268 | 4.969 | 2.7506
| HP - Ducted ≥ 6 stars (≥ 3.75) | 4.5519 | 3.67 | 2.9655 | 2.7385 | 2.4334 | 5.0617 | 4.6039 | 2.3855
| HP - Non-Ducted < 3 stars (< 2.25) | 5.0012 | 4.0995 | 3.409 | 3.1678 | 2.8784 | 5.4924 | 5.033 | 2.8286
| HP - Non-Ducted < 4.5 stars (< 3) | 4.7986 | 3.8969 | 3.2064 | 2.9652 | 2.6758 | 5.2898 | 4.8305 | 2.626
| HP - Non-Ducted < 6 stars (< 3.75) | 4.4948 | 3.5931 | 2.9026 | 2.6614 | 2.372 | 4.986 | 4.5266 | 2.3222
| HP - Non-Ducted ≥ 6 stars (≥ 3.75) | 4.1909 | 3.2892 | 2.5987 | 2.3576 | 2.0681 | 4.6821 | 4.2228 | 2.0183
| Other or None Specified | 5.5254 | 4.6435 | 3.9389 | 3.712 | 3.4069 | 6.0352 | 5.5774 | 3.359
Other or None Specified | Evaporative | 2.7111 | 1.6373 | 1.1687 | 0.85402 | 0.67643 | 2.9783 | 2.5234 | 0.63466
| HP - Ducted < 3 stars (< 2.25) | 4.7455 | 3.8157 | 3.1568 | 2.9086 | 2.6255 | 5.1874 | 4.732 | 2.5718
| HP - Ducted < 4.5 stars (< 3) | 4.5021 | 3.5723 | 2.9134 | 2.6653 | 2.3822 | 4.944 | 4.4887 | 2.3284
0 | HP - Ducted < 6 stars (< 3.75) | 4.1371 | 3.2073 | 2.5484 | 2.3002 | 2.0171 | 4.579 | 4.1236 | 1.9634
| HP - Ducted ≥ 6 stars (≥ 3.75) | 3.772 | 2.8422 | 2.1833 | 1.9351 | 1.652 | 4.2139 | 3.7585 | 1.5983
| HP - Non-Ducted < 3 stars (< 2.25) | 4.3317 | 3.3775 | 2.741 | 2.4742 | 2.2192 | 4.7479 | 4.2941 | 2.1658
| HP - Non-Ducted < 4.5 stars (< 3) | 4.1291 | 3.1749 | 2.5385 | 2.2716 | 2.0166 | 4.5453 | 4.0915 | 1.9632
| HP - Non-Ducted < 6 stars (< 3.75) | 3.8252 | 2.871 | 2.2346 | 1.9678 | 1.7128 | 4.2415 | 3.7876 | 1.6593
| HP - Non-Ducted ≥ 6 stars (≥ 3.75) | 3.5214 | 2.5672 | 1.9308 | 1.6639 | 1.4089 | 3.9377 | 3.4838 | 1.3555
| Other or None Specified | 4.7455 | 3.8157 | 3.1568 | 2.9086 | 2.6255 | 5.1874 | 4.732 | 2.5718
Swimming Pool Pump
| Star | MJ PV/1000L | kW PV/1000L | kW PV / 40,000
| 1 | 358.2518 | 0.059741 | 2.3897 |  | Note: For Option 2 Need to select a base case (eg, 5 Stars)
| 1.5 | 302.4678 | 0.050439 | 2.0176 |  | Requirement = difference between 5 stars and selected star rating
| 2 | 262.8884 | 0.043839 | 1.7536
| 2.5 | 232.1883 | 0.038719 | 1.5488
| 3 | 207.1044 | 0.034536 | 1.3815
| 3.5 | 185.8964 | 0.031 | 1.24
| 4 | 167.5251 | 0.027936 | 1.1174
| 4.5 | 151.3204 | 0.025234 | 1.0094
| 5 | 136.8249 | 0.022817 | 0.91267
| 5.5 | 123.7121 | 0.02063 | 0.8252
| 6 | 111.7411 | 0.018634 | 0.74535
| 6.5 | 100.7288 | 0.016797 | 0.67189
| 7 | 90.533 | 0.015097 | 0.60389
| 7.5 | 81.0409 | 0.013514 | 0.54057
| 8 | 72.1617 | 0.012034 | 0.48134
| 8.5 | 63.8209 | 0.010643 | 0.42571
| 9 | 55.9571 | 0.0093313 | 0.37325
| 9.5 | 48.5185 | 0.0080909 | 0.32363
| 10 | 41.4615 | 0.0069141 | 0.27656
| Spa Pump |  |  |  |  | Note: For Option 2 Need to select a base case (eg, 50% of ZNSC)
| Star | MJ PV/100 L | kW PV/100L | kW PV/4000L |  | Requirement = % * Reuirement for ZNSC
| Any | 425.4676 | 0.07095 | 2.838

## 3-NT (hidden)
NCC Climate Zone |  | 3 | GAS HEATING TYPES |  |  |  |  | State | NT
Col 1 | Col 2 | Col 3 | Col 4 | Col 5 | Col 6 | Col 7 | Col 8 | Col 9 | Col 10
Main Type of Heater | Main type of Cooler | Electric Storage (peak) | Electric Storage (off peak) | Heat Pump (Standard) | Heat Pump (off-peak) | Solar electric (Standard) | Gas storage | Gas Instantaneous | Solar Gas
Gas - Ducted | Evaporative | 1.6458 | 1.513 | 0.87282 | 0.85264 | 0.60201 | 1.3751 | 1.2527 | 0.56796
(includes Hydronic) | HP - Ducted < 3 stars (< 2.25) | 2.479 | 2.3587 | 1.7071 | 1.6924 | 1.4401 | 2.2207 | 2.0969 | 1.4073
< 3Stars | HP - Ducted < 4.5 stars (< 3) | 2.3843 | 2.2639 | 1.6124 | 1.5977 | 1.3454 | 2.126 | 2.0021 | 1.3126
0 | HP - Ducted < 6 stars (< 3.75) | 2.2422 | 2.1219 | 1.4704 | 1.4556 | 1.2033 | 1.9839 | 1.8601 | 1.1705
| HP - Ducted ≥ 6 stars (≥ 3.75) | 2.1002 | 1.9798 | 1.3283 | 1.3135 | 1.0612 | 1.8419 | 1.718 | 1.0284
| HP - Non-Ducted < 3 stars (< 2.25) | 2.3162 | 2.1937 | 1.5442 | 1.5285 | 1.277 | 2.056 | 1.9323 | 1.244
| HP - Non-Ducted < 4.5 stars (< 3) | 2.2358 | 2.1133 | 1.4638 | 1.4481 | 1.1966 | 1.9755 | 1.8519 | 1.1635
| HP - Non-Ducted < 6 stars (< 3.75) | 2.1151 | 1.9926 | 1.3431 | 1.3275 | 1.076 | 1.8549 | 1.7312 | 1.0429
| HP - Non-Ducted ≥ 6 stars (≥ 3.75) | 1.9945 | 1.872 | 1.2225 | 1.2068 | 0.95531 | 1.7343 | 1.6106 | 0.92224
| Other or None Specified | 2.479 | 2.3587 | 1.7071 | 1.6924 | 1.4401 | 2.2207 | 2.0969 | 1.4073
Gas - Ducted | Evaporative | 1.6339 | 1.5012 | 0.86094 | 0.84076 | 0.59013 | 1.3632 | 1.2408 | 0.55608
(includes Hydronic) | HP - Ducted < 3 stars (< 2.25) | 2.4671 | 2.3468 | 1.6953 | 1.6805 | 1.4282 | 2.2089 | 2.085 | 1.3954
< 4.5Stars | HP - Ducted < 4.5 stars (< 3) | 2.3724 | 2.2521 | 1.6005 | 1.5858 | 1.3335 | 2.1141 | 1.9903 | 1.3007
0 | HP - Ducted < 6 stars (< 3.75) | 2.2304 | 2.11 | 1.4585 | 1.4437 | 1.1914 | 1.9721 | 1.8482 | 1.1586
| HP - Ducted ≥ 6 stars (≥ 3.75) | 2.0883 | 1.9679 | 1.3164 | 1.3017 | 1.0494 | 1.83 | 1.7061 | 1.0165
| HP - Non-Ducted < 3 stars (< 2.25) | 2.3043 | 2.1818 | 1.5323 | 1.5167 | 1.2651 | 2.0441 | 1.9204 | 1.2321
| HP - Non-Ducted < 4.5 stars (< 3) | 2.2239 | 2.1014 | 1.4519 | 1.4362 | 1.1847 | 1.9637 | 1.84 | 1.1516
| HP - Non-Ducted < 6 stars (< 3.75) | 2.1033 | 1.9808 | 1.3312 | 1.3156 | 1.0641 | 1.843 | 1.7193 | 1.031
| HP - Non-Ducted ≥ 6 stars (≥ 3.75) | 1.9826 | 1.8601 | 1.2106 | 1.1949 | 0.94343 | 1.7224 | 1.5987 | 0.91036
| Other or None Specified | 2.4671 | 2.3468 | 1.6953 | 1.6805 | 1.4282 | 2.2089 | 2.085 | 1.3954
Gas - Ducted | Evaporative | 1.6161 | 1.4833 | 0.84312 | 0.82294 | 0.57231 | 1.3454 | 1.223 | 0.53826
(includes Hydronic) | HP - Ducted < 3 stars (< 2.25) | 2.4493 | 2.329 | 1.6774 | 1.6627 | 1.4104 | 2.191 | 2.0672 | 1.3776
< 6Stars | HP - Ducted < 4.5 stars (< 3) | 2.3546 | 2.2342 | 1.5827 | 1.568 | 1.3157 | 2.0963 | 1.9724 | 1.2829
0 | HP - Ducted < 6 stars (< 3.75) | 2.2125 | 2.0922 | 1.4407 | 1.4259 | 1.1736 | 1.9542 | 1.8304 | 1.1408
| HP - Ducted ≥ 6 stars (≥ 3.75) | 2.0705 | 1.9501 | 1.2986 | 1.2838 | 1.0315 | 1.8122 | 1.6883 | 0.99871
| HP - Non-Ducted < 3 stars (< 2.25) | 2.2865 | 2.164 | 1.5145 | 1.4988 | 1.2473 | 2.0263 | 1.9026 | 1.2143
| HP - Non-Ducted < 4.5 stars (< 3) | 2.2061 | 2.0836 | 1.4341 | 1.4184 | 1.1669 | 1.9458 | 1.8222 | 1.1338
| HP - Non-Ducted < 6 stars (< 3.75) | 2.0854 | 1.9629 | 1.3134 | 1.2978 | 1.0463 | 1.8252 | 1.7015 | 1.0132
| HP - Non-Ducted ≥ 6 stars (≥ 3.75) | 1.9648 | 1.8423 | 1.1928 | 1.1771 | 0.92562 | 1.7046 | 1.5809 | 0.89254
| Other or None Specified | 2.4493 | 2.329 | 1.6774 | 1.6627 | 1.4104 | 2.191 | 2.0672 | 1.3776
Gas - Ducted | Evaporative | 1.5983 | 1.4655 | 0.8253 | 0.80512 | 0.55449 | 1.3276 | 1.2052 | 0.52044
(includes Hydronic) | HP - Ducted < 3 stars (< 2.25) | 2.4315 | 2.3111 | 1.6596 | 1.6449 | 1.3926 | 2.1732 | 2.0493 | 1.3598
≥ 6Stars | HP - Ducted < 4.5 stars (< 3) | 2.3368 | 2.2164 | 1.5649 | 1.5502 | 1.2979 | 2.0785 | 1.9546 | 1.265
0 | HP - Ducted < 6 stars (< 3.75) | 2.1947 | 2.0744 | 1.4228 | 1.4081 | 1.1558 | 1.9364 | 1.8126 | 1.123
| HP - Ducted ≥ 6 stars (≥ 3.75) | 2.0526 | 1.9323 | 1.2808 | 1.266 | 1.0137 | 1.7944 | 1.6705 | 0.98089
| HP - Non-Ducted < 3 stars (< 2.25) | 2.2687 | 2.1462 | 1.4967 | 1.481 | 1.2295 | 2.0085 | 1.8848 | 1.1964
| HP - Non-Ducted < 4.5 stars (< 3) | 2.1883 | 2.0658 | 1.4162 | 1.4006 | 1.1491 | 1.928 | 1.8044 | 1.116
| HP - Non-Ducted < 6 stars (< 3.75) | 2.0676 | 1.9451 | 1.2956 | 1.2799 | 1.0284 | 1.8074 | 1.6837 | 0.99537
| HP - Non-Ducted ≥ 6 stars (≥ 3.75) | 1.947 | 1.8245 | 1.175 | 1.1593 | 0.9078 | 1.6867 | 1.5631 | 0.87473
| Other or None Specified | 2.4315 | 2.3111 | 1.6596 | 1.6449 | 1.3926 | 2.1732 | 2.0493 | 1.3598
Gas - Non Ducted | Evaporative | 1.6161 | 1.4828 | 0.84298 | 0.82261 | 0.57149 | 1.345 | 1.2227 | 0.53746
| HP - Ducted < 3 stars (< 2.25) | 2.4491 | 2.3285 | 1.677 | 1.6622 | 1.41 | 2.1906 | 2.0667 | 1.3771
< 3Stars | HP - Ducted < 4.5 stars (< 3) | 2.3544 | 2.2338 | 1.5823 | 1.5675 | 1.3153 | 2.0959 | 1.972 | 1.2824
0 | HP - Ducted < 6 stars (< 3.75) | 2.2123 | 2.0917 | 1.4402 | 1.4254 | 1.1732 | 1.9538 | 1.8299 | 1.1403
| HP - Ducted ≥ 6 stars (≥ 3.75) | 2.0702 | 1.9496 | 1.2981 | 1.2833 | 1.0311 | 1.8117 | 1.6878 | 0.99825
| HP - Non-Ducted < 3 stars (< 2.25) | 2.2863 | 2.1636 | 1.5142 | 1.4984 | 1.2469 | 2.0258 | 1.9021 | 1.2138
| HP - Non-Ducted < 4.5 stars (< 3) | 2.2058 | 2.0831 | 1.4337 | 1.418 | 1.1664 | 1.9454 | 1.8217 | 1.1333
| HP - Non-Ducted < 6 stars (< 3.75) | 2.0852 | 1.9625 | 1.3131 | 1.2974 | 1.0458 | 1.8247 | 1.7011 | 1.0127
| HP - Non-Ducted ≥ 6 stars (≥ 3.75) | 1.9646 | 1.8418 | 1.1925 | 1.1767 | 0.92515 | 1.7041 | 1.5804 | 0.89206
| Other or None Specified | 2.4491 | 2.3285 | 1.677 | 1.6622 | 1.41 | 2.1906 | 2.0667 | 1.3771
Gas - Non Ducted | Evaporative | 1.6099 | 1.4766 | 0.83677 | 0.8164 | 0.56528 | 1.3387 | 1.2165 | 0.53125
| HP - Ducted < 3 stars (< 2.25) | 2.4429 | 2.3223 | 1.6708 | 1.656 | 1.4038 | 2.1844 | 2.0605 | 1.3709
< 4.5Stars | HP - Ducted < 4.5 stars (< 3) | 2.3482 | 2.2275 | 1.5761 | 1.5613 | 1.3091 | 2.0896 | 1.9657 | 1.2762
0 | HP - Ducted < 6 stars (< 3.75) | 2.2061 | 2.0855 | 1.434 | 1.4192 | 1.167 | 1.9476 | 1.8237 | 1.1341
| HP - Ducted ≥ 6 stars (≥ 3.75) | 2.064 | 1.9434 | 1.2919 | 1.2771 | 1.0249 | 1.8055 | 1.6816 | 0.99203
| HP - Non-Ducted < 3 stars (< 2.25) | 2.2801 | 2.1573 | 1.508 | 1.4922 | 1.2407 | 2.0196 | 1.8959 | 1.2076
| HP - Non-Ducted < 4.5 stars (< 3) | 2.1996 | 2.0769 | 1.4275 | 1.4118 | 1.1602 | 1.9392 | 1.8155 | 1.1271
| HP - Non-Ducted < 6 stars (< 3.75) | 2.079 | 1.9563 | 1.3069 | 1.2912 | 1.0396 | 1.8185 | 1.6949 | 1.0065
| HP - Non-Ducted ≥ 6 stars (≥ 3.75) | 1.9583 | 1.8356 | 1.1862 | 1.1705 | 0.91894 | 1.6979 | 1.5742 | 0.88585
| Other or None Specified | 2.4429 | 2.3223 | 1.6708 | 1.656 | 1.4038 | 2.1844 | 2.0605 | 1.3709
Gas - Non Ducted | Evaporative | 1.6006 | 1.4673 | 0.82745 | 0.80708 | 0.55596 | 1.3294 | 1.2072 | 0.52193
| HP - Ducted < 3 stars (< 2.25) | 2.4335 | 2.3129 | 1.6615 | 1.6466 | 1.3945 | 2.175 | 2.0511 | 1.3616
< 6Stars | HP - Ducted < 4.5 stars (< 3) | 2.3388 | 2.2182 | 1.5667 | 1.5519 | 1.2997 | 2.0803 | 1.9564 | 1.2669
0 | HP - Ducted < 6 stars (< 3.75) | 2.1968 | 2.0762 | 1.4247 | 1.4099 | 1.1577 | 1.9382 | 1.8144 | 1.1248
| HP - Ducted ≥ 6 stars (≥ 3.75) | 2.0547 | 1.9341 | 1.2826 | 1.2678 | 1.0156 | 1.7962 | 1.6723 | 0.98271
| HP - Non-Ducted < 3 stars (< 2.25) | 2.2707 | 2.148 | 1.4986 | 1.4829 | 1.2313 | 2.0103 | 1.8866 | 1.1982
| HP - Non-Ducted < 4.5 stars (< 3) | 2.1903 | 2.0676 | 1.4182 | 1.4025 | 1.1509 | 1.9298 | 1.8062 | 1.1178
| HP - Non-Ducted < 6 stars (< 3.75) | 2.0697 | 1.947 | 1.2976 | 1.2818 | 1.0303 | 1.8092 | 1.6855 | 0.99717
| HP - Non-Ducted ≥ 6 stars (≥ 3.75) | 1.949 | 1.8263 | 1.1769 | 1.1612 | 0.90962 | 1.6886 | 1.5649 | 0.87653
| Other or None Specified | 2.4335 | 2.3129 | 1.6615 | 1.6466 | 1.3945 | 2.175 | 2.0511 | 1.3616
Gas - Non Ducted | Evaporative | 1.5913 | 1.458 | 0.81813 | 0.79776 | 0.54664 | 1.3201 | 1.1979 | 0.51261
| HP - Ducted < 3 stars (< 2.25) | 2.4242 | 2.3036 | 1.6521 | 1.6373 | 1.3851 | 2.1657 | 2.0418 | 1.3523
≥ 6Stars | HP - Ducted < 4.5 stars (< 3) | 2.3295 | 2.2089 | 1.5574 | 1.5426 | 1.2904 | 2.071 | 1.9471 | 1.2575
0 | HP - Ducted < 6 stars (< 3.75) | 2.1874 | 2.0668 | 1.4153 | 1.4005 | 1.1483 | 1.9289 | 1.805 | 1.1155
| HP - Ducted ≥ 6 stars (≥ 3.75) | 2.0454 | 1.9248 | 1.2733 | 1.2585 | 1.0063 | 1.7869 | 1.663 | 0.97339
| HP - Non-Ducted < 3 stars (< 2.25) | 2.2614 | 2.1387 | 1.4893 | 1.4736 | 1.222 | 2.001 | 1.8773 | 1.1889
| HP - Non-Ducted < 4.5 stars (< 3) | 2.181 | 2.0583 | 1.4089 | 1.3932 | 1.1416 | 1.9205 | 1.7969 | 1.1085
| HP - Non-Ducted < 6 stars (< 3.75) | 2.0603 | 1.9376 | 1.2883 | 1.2725 | 1.0209 | 1.7999 | 1.6762 | 0.98785
| HP - Non-Ducted ≥ 6 stars (≥ 3.75) | 1.9397 | 1.817 | 1.1676 | 1.1519 | 0.9003 | 1.6792 | 1.5556 | 0.86721
| Other or None Specified | 2.4242 | 2.3036 | 1.6521 | 1.6373 | 1.3851 | 2.1657 | 2.0418 | 1.3523
NCC Climate Zone |  | 3 | HEAT PUMP HEATING TYPES |  |  |  |  | State | NT
Col 1 | Col 2 | Col 3 | Col 4 | Col 5 | Col 6 | Col 7 | Col 8 | Col 9 | Col 10
Main Type of Heater | Main type of Cooler | Electric Storage (peak) | Electric Storage (off peak) | Heat Pump (Standard) | Heat Pump (off-peak) | Solar electric (Standard) | Gas storage | Gas Instantaneous | Solar Gas
Heat Pump - Ducted | Evaporative | 1.5599 | 1.4243 | 0.78636 | 0.76541 | 0.51336 | 1.2872 | 1.1652 | 0.47937
| HP - Ducted < 3 stars (< 2.25) | 2.3921 | 2.2691 | 1.6193 | 1.6036 | 1.3522 | 2.1314 | 2.0077 | 1.319
< 3 Stars (< 2.25) | HP - Ducted < 4.5 stars (< 3) | 2.2974 | 2.1744 | 1.5245 | 1.5088 | 1.2575 | 2.0367 | 1.9129 | 1.2243
0 | HP - Ducted < 6 stars (< 3.75) | 2.1553 | 2.0323 | 1.3825 | 1.3668 | 1.1154 | 1.8946 | 1.7709 | 1.0822
| HP - Ducted ≥ 6 stars (≥ 3.75) | 2.0132 | 1.8902 | 1.2404 | 1.2247 | 0.97331 | 1.7525 | 1.6288 | 0.94013
| HP - Non-Ducted < 3 stars (< 2.25) | 2.2294 | 2.1044 | 1.457 | 1.4403 | 1.1891 | 1.9668 | 1.8434 | 1.1558
| HP - Non-Ducted < 4.5 stars (< 3) | 2.149 | 2.024 | 1.3765 | 1.3599 | 1.1087 | 1.8864 | 1.763 | 1.0754
| HP - Non-Ducted < 6 stars (< 3.75) | 2.0284 | 1.9033 | 1.2559 | 1.2392 | 0.98808 | 1.7658 | 1.6423 | 0.95478
| HP - Non-Ducted ≥ 6 stars (≥ 3.75) | 1.9077 | 1.7827 | 1.1353 | 1.1186 | 0.86744 | 1.6451 | 1.5217 | 0.83413
| Other or None Specified | 2.3921 | 2.2691 | 1.6193 | 1.6036 | 1.3522 | 2.1314 | 2.0077 | 1.319
Heat Pump - Ducted | Evaporative | 1.5562 | 1.4206 | 0.78262 | 0.76167 | 0.50963 | 1.2835 | 1.1614 | 0.47563
| HP - Ducted < 3 stars (< 2.25) | 2.3884 | 2.2654 | 1.6155 | 1.5998 | 1.3484 | 2.1276 | 2.0039 | 1.3153
< 4.5 Stars (< 3.0) | HP - Ducted < 4.5 stars (< 3) | 2.2936 | 2.1706 | 1.5208 | 1.5051 | 1.2537 | 2.0329 | 1.9092 | 1.2205
0 | HP - Ducted < 6 stars (< 3.75) | 2.1516 | 2.0286 | 1.3787 | 1.363 | 1.1116 | 1.8908 | 1.7671 | 1.0785
| HP - Ducted ≥ 6 stars (≥ 3.75) | 2.0095 | 1.8865 | 1.2367 | 1.221 | 0.96958 | 1.7488 | 1.6251 | 0.9364
| HP - Non-Ducted < 3 stars (< 2.25) | 2.2257 | 2.1007 | 1.4532 | 1.4366 | 1.1854 | 1.9631 | 1.8397 | 1.1521
| HP - Non-Ducted < 4.5 stars (< 3) | 2.1453 | 2.0203 | 1.3728 | 1.3562 | 1.105 | 1.8827 | 1.7592 | 1.0717
| HP - Non-Ducted < 6 stars (< 3.75) | 2.0246 | 1.8996 | 1.2522 | 1.2355 | 0.98434 | 1.762 | 1.6386 | 0.95104
| HP - Non-Ducted ≥ 6 stars (≥ 3.75) | 1.904 | 1.779 | 1.1315 | 1.1149 | 0.8637 | 1.6414 | 1.5179 | 0.8304
| Other or None Specified | 2.3884 | 2.2654 | 1.6155 | 1.5998 | 1.3484 | 2.1276 | 2.0039 | 1.3153
Heat Pump - Ducted | Evaporative | 1.5506 | 1.415 | 0.77702 | 0.75607 | 0.50403 | 1.2779 | 1.1558 | 0.47003
| HP - Ducted < 3 stars (< 2.25) | 2.3827 | 2.2598 | 1.6099 | 1.5942 | 1.3428 | 2.122 | 1.9983 | 1.3097
< 6 Stars (< 3.75) | HP - Ducted < 4.5 stars (< 3) | 2.288 | 2.165 | 1.5152 | 1.4995 | 1.2481 | 2.0273 | 1.9036 | 1.2149
0 | HP - Ducted < 6 stars (< 3.75) | 2.146 | 2.023 | 1.3731 | 1.3574 | 1.106 | 1.8852 | 1.7615 | 1.0729
| HP - Ducted ≥ 6 stars (≥ 3.75) | 2.0039 | 1.8809 | 1.2311 | 1.2154 | 0.96397 | 1.7432 | 1.6195 | 0.9308
| HP - Non-Ducted < 3 stars (< 2.25) | 2.2201 | 2.0951 | 1.4476 | 1.431 | 1.1798 | 1.9575 | 1.8341 | 1.1465
| HP - Non-Ducted < 4.5 stars (< 3) | 2.1397 | 2.0146 | 1.3672 | 1.3506 | 1.0994 | 1.8771 | 1.7536 | 1.0661
| HP - Non-Ducted < 6 stars (< 3.75) | 2.019 | 1.894 | 1.2466 | 1.2299 | 0.97874 | 1.7564 | 1.633 | 0.94544
| HP - Non-Ducted ≥ 6 stars (≥ 3.75) | 1.8984 | 1.7734 | 1.1259 | 1.1093 | 0.8581 | 1.6358 | 1.5123 | 0.8248
| Other or None Specified | 2.3827 | 2.2598 | 1.6099 | 1.5942 | 1.3428 | 2.122 | 1.9983 | 1.3097
Heat Pump - Ducted | Evaporative | 1.545 | 1.4094 | 0.77142 | 0.75047 | 0.49843 | 1.2723 | 1.1502 | 0.46443
| HP - Ducted < 3 stars (< 2.25) | 2.3771 | 2.2542 | 1.6043 | 1.5886 | 1.3372 | 2.1164 | 1.9927 | 1.3041
≥ 6 Stars (≥ 3.75) | HP - Ducted < 4.5 stars (< 3) | 2.2824 | 2.1594 | 1.5096 | 1.4939 | 1.2425 | 2.0217 | 1.898 | 1.2093
0 | HP - Ducted < 6 stars (< 3.75) | 2.1404 | 2.0174 | 1.3675 | 1.3518 | 1.1004 | 1.8796 | 1.7559 | 1.0673
| HP - Ducted ≥ 6 stars (≥ 3.75) | 1.9983 | 1.8753 | 1.2255 | 1.2098 | 0.95837 | 1.7376 | 1.6139 | 0.92519
| HP - Non-Ducted < 3 stars (< 2.25) | 2.2145 | 2.0895 | 1.442 | 1.4254 | 1.1742 | 1.9519 | 1.8285 | 1.1409
| HP - Non-Ducted < 4.5 stars (< 3) | 2.1341 | 2.009 | 1.3616 | 1.3449 | 1.0938 | 1.8715 | 1.748 | 1.0605
| HP - Non-Ducted < 6 stars (< 3.75) | 2.0134 | 1.8884 | 1.241 | 1.2243 | 0.97314 | 1.7508 | 1.6274 | 0.93984
| HP - Non-Ducted ≥ 6 stars (≥ 3.75) | 1.8928 | 1.7678 | 1.1203 | 1.1037 | 0.8525 | 1.6302 | 1.5067 | 0.8192
| Other or None Specified | 2.3771 | 2.2542 | 1.6043 | 1.5886 | 1.3372 | 2.1164 | 1.9927 | 1.3041
Heat Pump - Non Ducted | Evaporative | 1.5536 | 1.4179 | 0.77999 | 0.759 | 0.50684 | 1.2808 | 1.1588 | 0.47285
| HP - Ducted < 3 stars (< 2.25) | 2.3857 | 2.2628 | 1.6128 | 1.5971 | 1.3457 | 2.1251 | 2.0013 | 1.3125
< 3 Stars (< 2.25) | HP - Ducted < 4.5 stars (< 3) | 2.291 | 2.1681 | 1.5181 | 1.5024 | 1.251 | 2.0303 | 1.9066 | 1.2178
0 | HP - Ducted < 6 stars (< 3.75) | 2.1489 | 2.026 | 1.376 | 1.3604 | 1.1089 | 1.8883 | 1.7645 | 1.0758
| HP - Ducted ≥ 6 stars (≥ 3.75) | 2.0068 | 1.8839 | 1.234 | 1.2183 | 0.96686 | 1.7462 | 1.6224 | 0.93368
| HP - Non-Ducted < 3 stars (< 2.25) | 2.2231 | 2.0981 | 1.4506 | 1.4339 | 1.1827 | 1.9605 | 1.837 | 1.1494
| HP - Non-Ducted < 4.5 stars (< 3) | 2.1426 | 2.0177 | 1.3701 | 1.3535 | 1.1023 | 1.8801 | 1.7566 | 1.069
| HP - Non-Ducted < 6 stars (< 3.75) | 2.022 | 1.897 | 1.2495 | 1.2328 | 0.98163 | 1.7594 | 1.636 | 0.94832
| HP - Non-Ducted ≥ 6 stars (≥ 3.75) | 1.9013 | 1.7764 | 1.1288 | 1.1122 | 0.86098 | 1.6388 | 1.5153 | 0.82768
| Other or None Specified | 2.3857 | 2.2628 | 1.6128 | 1.5971 | 1.3457 | 2.1251 | 2.0013 | 1.3125
Heat Pump - Non Ducted | Evaporative | 1.5504 | 1.4147 | 0.77682 | 0.75582 | 0.50366 | 1.2777 | 1.1556 | 0.46967
| HP - Ducted < 3 stars (< 2.25) | 2.3825 | 2.2596 | 1.6097 | 1.594 | 1.3425 | 2.1219 | 1.9981 | 1.3094
< 4.5 Stars (< 3.0) | HP - Ducted < 4.5 stars (< 3) | 2.2878 | 2.1649 | 1.5149 | 1.4993 | 1.2478 | 2.0272 | 1.9034 | 1.2147
0 | HP - Ducted < 6 stars (< 3.75) | 2.1457 | 2.0228 | 1.3729 | 1.3572 | 1.1058 | 1.8851 | 1.7613 | 1.0726
| HP - Ducted ≥ 6 stars (≥ 3.75) | 2.0037 | 1.8808 | 1.2308 | 1.2151 | 0.96368 | 1.743 | 1.6193 | 0.9305
| HP - Non-Ducted < 3 stars (< 2.25) | 2.2199 | 2.0949 | 1.4474 | 1.4307 | 1.1795 | 1.9573 | 1.8339 | 1.1462
| HP - Non-Ducted < 4.5 stars (< 3) | 2.1395 | 2.0145 | 1.367 | 1.3503 | 1.0991 | 1.8769 | 1.7534 | 1.0658
| HP - Non-Ducted < 6 stars (< 3.75) | 2.0188 | 1.8939 | 1.2463 | 1.2297 | 0.97845 | 1.7563 | 1.6328 | 0.94515
| HP - Non-Ducted ≥ 6 stars (≥ 3.75) | 1.8982 | 1.7732 | 1.1257 | 1.109 | 0.85781 | 1.6356 | 1.5121 | 0.82451
| Other or None Specified | 2.3825 | 2.2596 | 1.6097 | 1.594 | 1.3425 | 2.1219 | 1.9981 | 1.3094
Heat Pump - Non Ducted | Evaporative | 1.5457 | 1.4099 | 0.77206 | 0.75106 | 0.4989 | 1.2729 | 1.1508 | 0.46491
| HP - Ducted < 3 stars (< 2.25) | 2.3778 | 2.2549 | 1.6049 | 1.5892 | 1.3378 | 2.1171 | 1.9934 | 1.3046
< 6 Stars (< 3.75) | HP - Ducted < 4.5 stars (< 3) | 2.283 | 2.1601 | 1.5102 | 1.4945 | 1.2431 | 2.0224 | 1.8987 | 1.2099
0 | HP - Ducted < 6 stars (< 3.75) | 2.141 | 2.0181 | 1.3681 | 1.3524 | 1.101 | 1.8803 | 1.7566 | 1.0678
| HP - Ducted ≥ 6 stars (≥ 3.75) | 1.9989 | 1.876 | 1.226 | 1.2103 | 0.95892 | 1.7383 | 1.6145 | 0.92574
| HP - Non-Ducted < 3 stars (< 2.25) | 2.2151 | 2.0902 | 1.4426 | 1.426 | 1.1748 | 1.9526 | 1.8291 | 1.1415
| HP - Non-Ducted < 4.5 stars (< 3) | 2.1347 | 2.0097 | 1.3622 | 1.3455 | 1.0943 | 1.8721 | 1.7487 | 1.061
| HP - Non-Ducted < 6 stars (< 3.75) | 2.0141 | 1.8891 | 1.2416 | 1.2249 | 0.97369 | 1.7515 | 1.628 | 0.94039
| HP - Non-Ducted ≥ 6 stars (≥ 3.75) | 1.8934 | 1.7685 | 1.1209 | 1.1043 | 0.85305 | 1.6309 | 1.5074 | 0.81975
| Other or None Specified | 2.3778 | 2.2549 | 1.6049 | 1.5892 | 1.3378 | 2.1171 | 1.9934 | 1.3046
Heat Pump - Non Ducted | Evaporative | 1.5409 | 1.4052 | 0.7673 | 0.7463 | 0.49414 | 1.2681 | 1.1461 | 0.46015
| HP - Ducted < 3 stars (< 2.25) | 2.373 | 2.2501 | 1.6001 | 1.5845 | 1.333 | 2.1124 | 1.9886 | 1.2998
≥ 6 Stars (≥ 3.75) | HP - Ducted < 4.5 stars (< 3) | 2.2783 | 2.1554 | 1.5054 | 1.4897 | 1.2383 | 2.0176 | 1.8939 | 1.2051
0 | HP - Ducted < 6 stars (< 3.75) | 2.1362 | 2.0133 | 1.3633 | 1.3477 | 1.0962 | 1.8756 | 1.7518 | 1.0631
| HP - Ducted ≥ 6 stars (≥ 3.75) | 1.9941 | 1.8712 | 1.2213 | 1.2056 | 0.95416 | 1.7335 | 1.6098 | 0.92098
| HP - Non-Ducted < 3 stars (< 2.25) | 2.2104 | 2.0854 | 1.4379 | 1.4212 | 1.17 | 1.9478 | 1.8243 | 1.1367
| HP - Non-Ducted < 4.5 stars (< 3) | 2.1299 | 2.005 | 1.3574 | 1.3408 | 1.0896 | 1.8674 | 1.7439 | 1.0563
| HP - Non-Ducted < 6 stars (< 3.75) | 2.0093 | 1.8843 | 1.2368 | 1.2201 | 0.96893 | 1.7467 | 1.6233 | 0.93563
| HP - Non-Ducted ≥ 6 stars (≥ 3.75) | 1.8886 | 1.7637 | 1.1162 | 1.0995 | 0.84829 | 1.6261 | 1.5026 | 0.81499
| Other or None Specified | 2.373 | 2.2501 | 1.6001 | 1.5845 | 1.333 | 2.1124 | 1.9886 | 1.2998
NCC Climate Zone |  | 3 | OTHER HEATING TYPES |  |  |  |  | State | NT
Col 1 | Col 2 | Col 3 | Col 4 | Col 5 | Col 6 | Col 7 | Col 8 | Col 9 | Col 10
Main Type of Heater | Main type of Cooler | Electric Storage (peak) | Electric Storage (off peak) | Heat Pump (Standard) | Heat Pump (off-peak) | Solar electric (Standard) | Gas storage | Gas Instantaneous | Solar Gas
Electric - Resistance (Panel) | Evaporative | 1.6403 | 1.5066 | 0.86722 | 0.84697 | 0.59664 | 1.3689 | 1.2467 | 0.56259
| HP - Ducted < 3 stars (< 2.25) | 2.721 | 2.6015 | 1.9498 | 1.9354 | 1.6821 | 2.4636 | 2.3396 | 1.6491
| HP - Ducted < 4.5 stars (< 3) | 2.6263 | 2.5068 | 1.855 | 1.8407 | 1.5874 | 2.3689 | 2.2449 | 1.5544
0 | HP - Ducted < 6 stars (< 3.75) | 2.4842 | 2.3647 | 1.713 | 1.6986 | 1.4453 | 2.2268 | 2.1028 | 1.4123
| HP - Ducted ≥ 6 stars (≥ 3.75) | 2.3421 | 2.2226 | 1.5709 | 1.5565 | 1.3032 | 2.0847 | 1.9607 | 1.2702
| HP - Non-Ducted < 3 stars (< 2.25) | 2.521 | 2.3991 | 1.749 | 1.7338 | 1.4818 | 2.2613 | 2.1377 | 1.4488
| HP - Non-Ducted < 4.5 stars (< 3) | 2.4406 | 2.3186 | 1.6686 | 1.6534 | 1.4014 | 2.1808 | 2.0573 | 1.3684
| HP - Non-Ducted < 6 stars (< 3.75) | 2.3199 | 2.198 | 1.548 | 1.5327 | 1.2807 | 2.0602 | 1.9366 | 1.2478
| HP - Non-Ducted ≥ 6 stars (≥ 3.75) | 2.1993 | 2.0774 | 1.4273 | 1.4121 | 1.1601 | 1.9396 | 1.816 | 1.1271
| Other or None Specified | 2.721 | 2.6015 | 1.9498 | 1.9354 | 1.6821 | 2.4636 | 2.3396 | 1.6491
Wood Heater | Evaporative | 1.5744 | 1.44 | 0.80094 | 0.78023 | 0.52845 | 1.3025 | 1.1803 | 0.49444
| HP - Ducted < 3 stars (< 2.25) | 2.6544 | 2.5369 | 1.883 | 1.8693 | 1.6152 | 2.3987 | 2.2744 | 1.5825
| HP - Ducted < 4.5 stars (< 3) | 2.5597 | 2.4422 | 1.7882 | 1.7746 | 1.5205 | 2.304 | 2.1797 | 1.4877
0 | HP - Ducted < 6 stars (< 3.75) | 2.4176 | 2.3001 | 1.6462 | 1.6326 | 1.3784 | 2.1619 | 2.0376 | 1.3457
| HP - Ducted ≥ 6 stars (≥ 3.75) | 2.2755 | 2.158 | 1.5041 | 1.4905 | 1.2363 | 2.0198 | 1.8955 | 1.2036
| HP - Non-Ducted < 3 stars (< 2.25) | 2.4544 | 2.3341 | 1.6821 | 1.6675 | 1.415 | 2.1962 | 2.0722 | 1.3821
| HP - Non-Ducted < 4.5 stars (< 3) | 2.374 | 2.2537 | 1.6017 | 1.5871 | 1.3345 | 2.1157 | 1.9918 | 1.3017
| HP - Non-Ducted < 6 stars (< 3.75) | 2.2533 | 2.1331 | 1.4811 | 1.4664 | 1.2139 | 1.9951 | 1.8712 | 1.181
| HP - Non-Ducted ≥ 6 stars (≥ 3.75) | 2.1327 | 2.0124 | 1.3604 | 1.3458 | 1.0932 | 1.8744 | 1.7505 | 1.0604
| Other or None Specified | 2.6544 | 2.5369 | 1.883 | 1.8693 | 1.6152 | 2.3987 | 2.2744 | 1.5825
Electric - Resistance (Slab) | Evaporative | 1.6993 | 1.5686 | 0.92675 | 0.90724 | 0.65768 | 1.4304 | 1.3074 | 0.62368
| HP - Ducted < 3 stars (< 2.25) | 2.7813 | 2.6659 | 2.0112 | 1.9984 | 1.7439 | 2.5277 | 2.4033 | 1.7112
| HP - Ducted < 4.5 stars (< 3) | 2.6866 | 2.5712 | 1.9165 | 1.9036 | 1.6492 | 2.433 | 2.3086 | 1.6165
0 | HP - Ducted < 6 stars (< 3.75) | 2.5445 | 2.4291 | 1.7744 | 1.7616 | 1.5071 | 2.2909 | 2.1665 | 1.4745
| HP - Ducted ≥ 6 stars (≥ 3.75) | 2.4024 | 2.287 | 1.6323 | 1.6195 | 1.3651 | 2.1489 | 2.0244 | 1.3324
| HP - Non-Ducted < 3 stars (< 2.25) | 2.581 | 2.463 | 1.8101 | 1.7962 | 1.5429 | 2.3249 | 2.2008 | 1.5102
| HP - Non-Ducted < 4.5 stars (< 3) | 2.5006 | 2.3826 | 1.7296 | 1.7158 | 1.4625 | 2.2445 | 2.1203 | 1.4298
| HP - Non-Ducted < 6 stars (< 3.75) | 2.3799 | 2.2619 | 1.609 | 1.5951 | 1.3418 | 2.1238 | 1.9997 | 1.3091
| HP - Non-Ducted ≥ 6 stars (≥ 3.75) | 2.2593 | 2.1413 | 1.4883 | 1.4745 | 1.2212 | 2.0032 | 1.8791 | 1.1885
| Other or None Specified | 2.7813 | 2.6659 | 2.0112 | 1.9984 | 1.7439 | 2.5277 | 2.4033 | 1.7112
Other or None Specified | Evaporative | 1.5599 | 1.4243 | 0.78636 | 0.76541 | 0.51336 | 1.2872 | 1.1652 | 0.47937
| HP - Ducted < 3 stars (< 2.25) | 2.3921 | 2.2691 | 1.6193 | 1.6036 | 1.3522 | 2.1314 | 2.0077 | 1.319
| HP - Ducted < 4.5 stars (< 3) | 2.2974 | 2.1744 | 1.5245 | 1.5088 | 1.2575 | 2.0367 | 1.9129 | 1.2243
0 | HP - Ducted < 6 stars (< 3.75) | 2.1553 | 2.0323 | 1.3825 | 1.3668 | 1.1154 | 1.8946 | 1.7709 | 1.0822
| HP - Ducted ≥ 6 stars (≥ 3.75) | 2.0132 | 1.8902 | 1.2404 | 1.2247 | 0.97331 | 1.7525 | 1.6288 | 0.94013
| HP - Non-Ducted < 3 stars (< 2.25) | 2.2294 | 2.1044 | 1.457 | 1.4403 | 1.1891 | 1.9668 | 1.8434 | 1.1558
| HP - Non-Ducted < 4.5 stars (< 3) | 2.149 | 2.024 | 1.3765 | 1.3599 | 1.1087 | 1.8864 | 1.763 | 1.0754
| HP - Non-Ducted < 6 stars (< 3.75) | 2.0284 | 1.9033 | 1.2559 | 1.2392 | 0.98808 | 1.7658 | 1.6423 | 0.95478
| HP - Non-Ducted ≥ 6 stars (≥ 3.75) | 1.9077 | 1.7827 | 1.1353 | 1.1186 | 0.86744 | 1.6451 | 1.5217 | 0.83413
| Other or None Specified | 2.3921 | 2.2691 | 1.6193 | 1.6036 | 1.3522 | 2.1314 | 2.0077 | 1.319
Swimming Pool Pump
| Star | MJ PV/1000L | kW PV/1000L | kW PV / 40,000
| 1 | 160.7072 | 0.026799 | 1.072 |  | Note: For Option 2 Need to select a base case (eg, 5 Stars)
| 1.5 | 135.7449 | 0.022637 | 0.90546 |  | Requirement = difference between 5 stars and selected star rating
| 2 | 118.0339 | 0.019683 | 0.78733
| 2.5 | 104.2962 | 0.017392 | 0.69569
| 3 | 93.0716 | 0.01552 | 0.62082
| 3.5 | 83.5814 | 0.013938 | 0.55752
| 4 | 75.3606 | 0.012567 | 0.50268
| 4.5 | 68.1094 | 0.011358 | 0.45431
| 5 | 61.6229 | 0.010276 | 0.41105
| 5.5 | 55.7552 | 0.0092976 | 0.37191
| 6 | 50.3984 | 0.0084044 | 0.33617
| 6.5 | 45.4706 | 0.0075826 | 0.3033
| 7 | 40.9082 | 0.0068218 | 0.27287
| 7.5 | 36.6607 | 0.0061135 | 0.24454
| 8 | 32.6874 | 0.0054509 | 0.21804
| 8.5 | 28.9551 | 0.0048285 | 0.19314
| 9 | 25.4361 | 0.0042417 | 0.16967
| 9.5 | 22.1075 | 0.0036866 | 0.14746
| 10 | 18.9497 | 0.00316 | 0.1264
| Spa Pump |  |  |  |  | Note: For Option 2 Need to select a base case (eg, 50% of ZNSC)
| Star | MJ PV/100 L | kW PV/100L | kW PV/4000L |  | Requirement = % * Reuirement for ZNSC
| Any | 190.2616 | 0.031728 | 1.2691

## 4-NSW (hidden)
NCC Climate Zone |  | 4 | GAS HEATING TYPES |  |  |  |  | State | NSW
Col 1 | Col 2 | Col 3 | Col 4 | Col 5 | Col 6 | Col 7 | Col 8 | Col 9 | Col 10
Main Type of Heater | Main type of Cooler | Electric Storage (peak) | Electric Storage (off peak) | Heat Pump (Standard) | Heat Pump (off-peak) | Solar electric (Standard) | Gas storage | Gas Instantaneous | Solar Gas
Gas - Ducted | Evaporative | 3.9255 | 2.9406 | 2.2358 | 1.955 | 2.0942 | 3.7566 | 3.3217 | 1.7502
(includes Hydronic) | HP - Ducted < 3 stars (< 2.25) | 4.495 | 3.5417 | 2.8295 | 2.5599 | 2.6845 | 4.3301 | 3.9111 | 2.3474
< 3Stars | HP - Ducted < 4.5 stars (< 3) | 4.4295 | 3.4762 | 2.764 | 2.4944 | 2.619 | 4.2646 | 3.8456 | 2.2819
0 | HP - Ducted < 6 stars (< 3.75) | 4.3313 | 3.378 | 2.6658 | 2.3962 | 2.5208 | 4.1664 | 3.7474 | 2.1837
| HP - Ducted ≥ 6 stars (≥ 3.75) | 4.2331 | 3.2798 | 2.5676 | 2.298 | 2.4226 | 4.0682 | 3.6492 | 2.0855
| HP - Non-Ducted < 3 stars (< 2.25) | 4.3771 | 3.4201 | 2.7119 | 2.4356 | 2.565 | 4.2096 | 3.789 | 2.2248
| HP - Non-Ducted < 4.5 stars (< 3) | 4.3226 | 3.3656 | 2.6574 | 2.3812 | 2.5106 | 4.1551 | 3.7345 | 2.1704
| HP - Non-Ducted < 6 stars (< 3.75) | 4.2409 | 3.2839 | 2.5757 | 2.2994 | 2.4288 | 4.0734 | 3.6528 | 2.0886
| HP - Non-Ducted ≥ 6 stars (≥ 3.75) | 4.1592 | 3.2022 | 2.494 | 2.2177 | 2.3471 | 3.9917 | 3.5711 | 2.0069
| Other or None Specified | 4.495 | 3.5417 | 2.8295 | 2.5599 | 2.6845 | 4.3301 | 3.9111 | 2.3474
Gas - Ducted | Evaporative | 3.777 | 2.7921 | 2.0873 | 1.8065 | 1.9457 | 3.6081 | 3.1732 | 1.6017
(includes Hydronic) | HP - Ducted < 3 stars (< 2.25) | 4.3465 | 3.3932 | 2.681 | 2.4114 | 2.536 | 4.1816 | 3.7626 | 2.1989
< 4.5Stars | HP - Ducted < 4.5 stars (< 3) | 4.2811 | 3.3277 | 2.6155 | 2.3459 | 2.4705 | 4.1161 | 3.6971 | 2.1334
0 | HP - Ducted < 6 stars (< 3.75) | 4.1828 | 3.2295 | 2.5173 | 2.2477 | 2.3723 | 4.0179 | 3.5989 | 2.0352
| HP - Ducted ≥ 6 stars (≥ 3.75) | 4.0846 | 3.1313 | 2.4191 | 2.1495 | 2.2741 | 3.9197 | 3.5007 | 1.937
| HP - Non-Ducted < 3 stars (< 2.25) | 4.2286 | 3.2716 | 2.5634 | 2.2871 | 2.4165 | 4.0611 | 3.6405 | 2.0763
| HP - Non-Ducted < 4.5 stars (< 3) | 4.1741 | 3.2171 | 2.5089 | 2.2327 | 2.3621 | 4.0066 | 3.586 | 2.0219
| HP - Non-Ducted < 6 stars (< 3.75) | 4.0924 | 3.1354 | 2.4272 | 2.1509 | 2.2803 | 3.9249 | 3.5043 | 1.9401
| HP - Non-Ducted ≥ 6 stars (≥ 3.75) | 4.0107 | 3.0537 | 2.3455 | 2.0692 | 2.1986 | 3.8432 | 3.4226 | 1.8584
| Other or None Specified | 4.3465 | 3.3932 | 2.681 | 2.4114 | 2.536 | 4.1816 | 3.7626 | 2.1989
Gas - Ducted | Evaporative | 3.5542 | 2.5693 | 1.8645 | 1.5838 | 1.723 | 3.3853 | 2.9505 | 1.379
(includes Hydronic) | HP - Ducted < 3 stars (< 2.25) | 4.1238 | 3.1705 | 2.4582 | 2.1886 | 2.3133 | 3.9589 | 3.5398 | 1.9762
< 6Stars | HP - Ducted < 4.5 stars (< 3) | 4.0583 | 3.105 | 2.3928 | 2.1232 | 2.2478 | 3.8934 | 3.4744 | 1.9107
0 | HP - Ducted < 6 stars (< 3.75) | 3.9601 | 3.0068 | 2.2945 | 2.025 | 2.1496 | 3.7952 | 3.3761 | 1.8125
| HP - Ducted ≥ 6 stars (≥ 3.75) | 3.8619 | 2.9086 | 2.1963 | 1.9267 | 2.0514 | 3.697 | 3.2779 | 1.7143
| HP - Non-Ducted < 3 stars (< 2.25) | 4.0058 | 3.0489 | 2.3407 | 2.0644 | 2.1938 | 3.8384 | 3.4177 | 1.8536
| HP - Non-Ducted < 4.5 stars (< 3) | 3.9513 | 2.9944 | 2.2862 | 2.0099 | 2.1393 | 3.7839 | 3.3633 | 1.7991
| HP - Non-Ducted < 6 stars (< 3.75) | 3.8696 | 2.9127 | 2.2045 | 1.9282 | 2.0576 | 3.7022 | 3.2815 | 1.7174
| HP - Non-Ducted ≥ 6 stars (≥ 3.75) | 3.7879 | 2.831 | 2.1228 | 1.8465 | 1.9759 | 3.6205 | 3.1998 | 1.6357
| Other or None Specified | 4.1238 | 3.1705 | 2.4582 | 2.1886 | 2.3133 | 3.9589 | 3.5398 | 1.9762
Gas - Ducted | Evaporative | 3.3315 | 2.3466 | 1.6418 | 1.361 | 1.5002 | 3.1626 | 2.7277 | 1.1562
(includes Hydronic) | HP - Ducted < 3 stars (< 2.25) | 3.901 | 2.9477 | 2.2355 | 1.9659 | 2.0905 | 3.7361 | 3.3171 | 1.7534
≥ 6Stars | HP - Ducted < 4.5 stars (< 3) | 3.8356 | 2.8822 | 2.17 | 1.9004 | 2.025 | 3.6706 | 3.2516 | 1.6879
0 | HP - Ducted < 6 stars (< 3.75) | 3.7373 | 2.784 | 2.0718 | 1.8022 | 1.9268 | 3.5724 | 3.1534 | 1.5897
| HP - Ducted ≥ 6 stars (≥ 3.75) | 3.6391 | 2.6858 | 1.9736 | 1.704 | 1.8286 | 3.4742 | 3.0552 | 1.4915
| HP - Non-Ducted < 3 stars (< 2.25) | 3.7831 | 2.8261 | 2.1179 | 1.8416 | 1.971 | 3.6156 | 3.195 | 1.6308
| HP - Non-Ducted < 4.5 stars (< 3) | 3.7286 | 2.7716 | 2.0634 | 1.7872 | 1.9166 | 3.5611 | 3.1405 | 1.5764
| HP - Non-Ducted < 6 stars (< 3.75) | 3.6469 | 2.6899 | 1.9817 | 1.7055 | 1.8348 | 3.4794 | 3.0588 | 1.4946
| HP - Non-Ducted ≥ 6 stars (≥ 3.75) | 3.5652 | 2.6082 | 1.9 | 1.6237 | 1.7531 | 3.3977 | 2.9771 | 1.4129
| Other or None Specified | 3.901 | 2.9477 | 2.2355 | 1.9659 | 2.0905 | 3.7361 | 3.3171 | 1.7534
Gas - Non Ducted | Evaporative | 3.5418 | 2.542 | 1.8801 | 1.579 | 1.7322 | 3.342 | 2.9127 | 1.3848
| HP - Ducted < 3 stars (< 2.25) | 4.1162 | 3.147 | 2.4609 | 2.1801 | 2.3111 | 3.9293 | 3.5121 | 1.9847
< 3Stars | HP - Ducted < 4.5 stars (< 3) | 4.0507 | 3.0816 | 2.3954 | 2.1146 | 2.2457 | 3.8638 | 3.4466 | 1.9193
0 | HP - Ducted < 6 stars (< 3.75) | 3.9525 | 2.9833 | 2.2972 | 2.0164 | 2.1475 | 3.7656 | 3.3484 | 1.821
| HP - Ducted ≥ 6 stars (≥ 3.75) | 3.8543 | 2.8851 | 2.199 | 1.9182 | 2.0492 | 3.6674 | 3.2502 | 1.7228
| HP - Non-Ducted < 3 stars (< 2.25) | 4.0012 | 3.024 | 2.34 | 2.0604 | 2.1904 | 3.8074 | 3.3907 | 1.8634
| HP - Non-Ducted < 4.5 stars (< 3) | 3.9467 | 2.9696 | 2.2856 | 2.006 | 2.1359 | 3.7529 | 3.3362 | 1.809
| HP - Non-Ducted < 6 stars (< 3.75) | 3.865 | 2.8879 | 2.2039 | 1.9243 | 2.0542 | 3.6712 | 3.2545 | 1.7273
| HP - Non-Ducted ≥ 6 stars (≥ 3.75) | 3.7833 | 2.8062 | 2.1221 | 1.8425 | 1.9725 | 3.5895 | 3.1728 | 1.6456
| Other or None Specified | 4.1162 | 3.147 | 2.4609 | 2.1801 | 2.3111 | 3.9293 | 3.5121 | 1.9847
Gas - Non Ducted | Evaporative | 3.4665 | 2.4667 | 1.8048 | 1.5037 | 1.657 | 3.2667 | 2.8374 | 1.3095
| HP - Ducted < 3 stars (< 2.25) | 4.0409 | 3.0717 | 2.3856 | 2.1048 | 2.2358 | 3.854 | 3.4368 | 1.9094
< 4.5Stars | HP - Ducted < 4.5 stars (< 3) | 3.9754 | 3.0063 | 2.3201 | 2.0393 | 2.1704 | 3.7885 | 3.3713 | 1.844
0 | HP - Ducted < 6 stars (< 3.75) | 3.8772 | 2.9081 | 2.2219 | 1.9411 | 2.0722 | 3.6903 | 3.2731 | 1.7458
| HP - Ducted ≥ 6 stars (≥ 3.75) | 3.779 | 2.8098 | 2.1237 | 1.8429 | 1.974 | 3.5921 | 3.1749 | 1.6475
| HP - Non-Ducted < 3 stars (< 2.25) | 3.9259 | 2.9488 | 2.2647 | 1.9851 | 2.1151 | 3.7321 | 3.3154 | 1.7882
| HP - Non-Ducted < 4.5 stars (< 3) | 3.8714 | 2.8943 | 2.2103 | 1.9307 | 2.0606 | 3.6776 | 3.2609 | 1.7337
| HP - Non-Ducted < 6 stars (< 3.75) | 3.7897 | 2.8126 | 2.1286 | 1.849 | 1.9789 | 3.5959 | 3.1792 | 1.652
| HP - Non-Ducted ≥ 6 stars (≥ 3.75) | 3.708 | 2.7309 | 2.0469 | 1.7673 | 1.8972 | 3.5142 | 3.0975 | 1.5703
| Other or None Specified | 4.0409 | 3.0717 | 2.3856 | 2.1048 | 2.2358 | 3.854 | 3.4368 | 1.9094
Gas - Non Ducted | Evaporative | 3.3536 | 2.3538 | 1.6919 | 1.3907 | 1.544 | 3.1537 | 2.7244 | 1.1965
| HP - Ducted < 3 stars (< 2.25) | 3.928 | 2.9588 | 2.2727 | 1.9918 | 2.1229 | 3.7411 | 3.3239 | 1.7965
< 6Stars | HP - Ducted < 4.5 stars (< 3) | 3.8625 | 2.8933 | 2.2072 | 1.9264 | 2.0574 | 3.6756 | 3.2584 | 1.731
0 | HP - Ducted < 6 stars (< 3.75) | 3.7643 | 2.7951 | 2.109 | 1.8281 | 1.9592 | 3.5774 | 3.1602 | 1.6328
| HP - Ducted ≥ 6 stars (≥ 3.75) | 3.6661 | 2.6969 | 2.0108 | 1.7299 | 1.861 | 3.4792 | 3.062 | 1.5346
| HP - Non-Ducted < 3 stars (< 2.25) | 3.813 | 2.8358 | 2.1518 | 1.8722 | 2.0022 | 3.6192 | 3.2025 | 1.6752
| HP - Non-Ducted < 4.5 stars (< 3) | 3.7585 | 2.7813 | 2.0973 | 1.8177 | 1.9477 | 3.5647 | 3.148 | 1.6207
| HP - Non-Ducted < 6 stars (< 3.75) | 3.6768 | 2.6996 | 2.0156 | 1.736 | 1.866 | 3.483 | 3.0663 | 1.539
| HP - Non-Ducted ≥ 6 stars (≥ 3.75) | 3.5951 | 2.6179 | 1.9339 | 1.6543 | 1.7843 | 3.4013 | 2.9846 | 1.4573
| Other or None Specified | 3.928 | 2.9588 | 2.2727 | 1.9918 | 2.1229 | 3.7411 | 3.3239 | 1.7965
Gas - Non Ducted | Evaporative | 3.2407 | 2.2409 | 1.579 | 1.2778 | 1.4311 | 3.0408 | 2.6115 | 1.0836
| HP - Ducted < 3 stars (< 2.25) | 3.815 | 2.8459 | 2.1597 | 1.8789 | 2.01 | 3.6281 | 3.211 | 1.6836
≥ 6Stars | HP - Ducted < 4.5 stars (< 3) | 3.7496 | 2.7804 | 2.0943 | 1.8134 | 1.9445 | 3.5627 | 3.1455 | 1.6181
0 | HP - Ducted < 6 stars (< 3.75) | 3.6514 | 2.6822 | 1.996 | 1.7152 | 1.8463 | 3.4645 | 3.0473 | 1.5199
| HP - Ducted ≥ 6 stars (≥ 3.75) | 3.5531 | 2.584 | 1.8978 | 1.617 | 1.7481 | 3.3662 | 2.9491 | 1.4217
| HP - Non-Ducted < 3 stars (< 2.25) | 3.7 | 2.7229 | 2.0389 | 1.7593 | 1.8892 | 3.5062 | 3.0895 | 1.5623
| HP - Non-Ducted < 4.5 stars (< 3) | 3.6456 | 2.6684 | 1.9844 | 1.7048 | 1.8348 | 3.4518 | 3.0351 | 1.5078
| HP - Non-Ducted < 6 stars (< 3.75) | 3.5639 | 2.5867 | 1.9027 | 1.6231 | 1.7531 | 3.3701 | 2.9534 | 1.4261
| HP - Non-Ducted ≥ 6 stars (≥ 3.75) | 3.4822 | 2.505 | 1.821 | 1.5414 | 1.6714 | 3.2884 | 2.8717 | 1.3444
| Other or None Specified | 3.815 | 2.8459 | 2.1597 | 1.8789 | 2.01 | 3.6281 | 3.211 | 1.6836
NCC Climate Zone |  | 4 | HEAT PUMP HEATING TYPES |  |  |  |  | State | NSW
Col 1 | Col 2 | Col 3 | Col 4 | Col 5 | Col 6 | Col 7 | Col 8 | Col 9 | Col 10
Main Type of Heater | Main type of Cooler | Electric Storage (peak) | Electric Storage (off peak) | Heat Pump (Standard) | Heat Pump (off-peak) | Solar electric (Standard) | Gas storage | Gas Instantaneous | Solar Gas
Heat Pump - Ducted | Evaporative | 2.9497 | 1.8945 | 1.333 | 1.0287 | 1.1916 | 2.6502 | 2.2453 | 0.85684
| HP - Ducted < 3 stars (< 2.25) | 3.5095 | 2.4967 | 1.8965 | 1.5971 | 1.7485 | 3.2518 | 2.8483 | 1.4216
< 3 Stars (< 2.25) | HP - Ducted < 4.5 stars (< 3) | 3.4441 | 2.4312 | 1.831 | 1.5317 | 1.683 | 3.1863 | 2.7828 | 1.3561
0 | HP - Ducted < 6 stars (< 3.75) | 3.3459 | 2.333 | 1.7328 | 1.4335 | 1.5848 | 3.0881 | 2.6846 | 1.2579
| HP - Ducted ≥ 6 stars (≥ 3.75) | 3.2476 | 2.2348 | 1.6346 | 1.3352 | 1.4866 | 2.9899 | 2.5864 | 1.1597
| HP - Non-Ducted < 3 stars (< 2.25) | 3.3976 | 2.3732 | 1.7816 | 1.4762 | 1.6294 | 3.1298 | 2.7274 | 1.3128
| HP - Non-Ducted < 4.5 stars (< 3) | 3.3432 | 2.3187 | 1.7271 | 1.4217 | 1.5749 | 3.0753 | 2.6729 | 1.2583
| HP - Non-Ducted < 6 stars (< 3.75) | 3.2614 | 2.237 | 1.6454 | 1.34 | 1.4932 | 2.9936 | 2.5912 | 1.1766
| HP - Non-Ducted ≥ 6 stars (≥ 3.75) | 3.1797 | 2.1553 | 1.5637 | 1.2583 | 1.4115 | 2.9119 | 2.5095 | 1.0949
| Other or None Specified | 3.5095 | 2.4967 | 1.8965 | 1.5971 | 1.7485 | 3.2518 | 2.8483 | 1.4216
Heat Pump - Ducted | Evaporative | 2.9027 | 1.8475 | 1.286 | 0.98167 | 1.1446 | 2.6033 | 2.1983 | 0.80986
| HP - Ducted < 3 stars (< 2.25) | 3.4626 | 2.4497 | 1.8495 | 1.5502 | 1.7015 | 3.2048 | 2.8013 | 1.3746
< 4.5 Stars (< 3.0) | HP - Ducted < 4.5 stars (< 3) | 3.3971 | 2.3842 | 1.7841 | 1.4847 | 1.636 | 3.1393 | 2.7358 | 1.3091
0 | HP - Ducted < 6 stars (< 3.75) | 3.2989 | 2.286 | 1.6858 | 1.3865 | 1.5378 | 3.0411 | 2.6376 | 1.2109
| HP - Ducted ≥ 6 stars (≥ 3.75) | 3.2007 | 2.1878 | 1.5876 | 1.2883 | 1.4396 | 2.9429 | 2.5394 | 1.1127
| HP - Non-Ducted < 3 stars (< 2.25) | 3.3506 | 2.3262 | 1.7346 | 1.4292 | 1.5824 | 3.0828 | 2.6804 | 1.2658
| HP - Non-Ducted < 4.5 stars (< 3) | 3.2962 | 2.2717 | 1.6801 | 1.3747 | 1.5279 | 3.0283 | 2.6259 | 1.2113
| HP - Non-Ducted < 6 stars (< 3.75) | 3.2145 | 2.19 | 1.5984 | 1.293 | 1.4462 | 2.9466 | 2.5442 | 1.1296
| HP - Non-Ducted ≥ 6 stars (≥ 3.75) | 3.1328 | 2.1083 | 1.5167 | 1.2113 | 1.3645 | 2.8649 | 2.4625 | 1.0479
| Other or None Specified | 3.4626 | 2.4497 | 1.8495 | 1.5502 | 1.7015 | 3.2048 | 2.8013 | 1.3746
Heat Pump - Ducted | Evaporative | 2.8323 | 1.777 | 1.2155 | 0.9112 | 1.0741 | 2.5328 | 2.1279 | 0.73939
| HP - Ducted < 3 stars (< 2.25) | 3.3921 | 2.3792 | 1.7791 | 1.4797 | 1.631 | 3.1343 | 2.7309 | 1.3041
< 6 Stars (< 3.75) | HP - Ducted < 4.5 stars (< 3) | 3.3266 | 2.3137 | 1.7136 | 1.4142 | 1.5655 | 3.0688 | 2.6654 | 1.2387
0 | HP - Ducted < 6 stars (< 3.75) | 3.2284 | 2.2155 | 1.6154 | 1.316 | 1.4673 | 2.9706 | 2.5672 | 1.1405
| HP - Ducted ≥ 6 stars (≥ 3.75) | 3.1302 | 2.1173 | 1.5172 | 1.2178 | 1.3691 | 2.8724 | 2.469 | 1.0422
| HP - Non-Ducted < 3 stars (< 2.25) | 3.2802 | 2.2557 | 1.6641 | 1.3587 | 1.5119 | 3.0123 | 2.61 | 1.1953
| HP - Non-Ducted < 4.5 stars (< 3) | 3.2257 | 2.2012 | 1.6096 | 1.3042 | 1.4575 | 2.9579 | 2.5555 | 1.1409
| HP - Non-Ducted < 6 stars (< 3.75) | 3.144 | 2.1195 | 1.5279 | 1.2225 | 1.3758 | 2.8762 | 2.4738 | 1.0591
| HP - Non-Ducted ≥ 6 stars (≥ 3.75) | 3.0623 | 2.0378 | 1.4462 | 1.1408 | 1.2941 | 2.7945 | 2.3921 | 0.97743
| Other or None Specified | 3.3921 | 2.3792 | 1.7791 | 1.4797 | 1.631 | 3.1343 | 2.7309 | 1.3041
Heat Pump - Ducted | Evaporative | 2.7618 | 1.7065 | 1.145 | 0.84073 | 1.0037 | 2.4623 | 2.0574 | 0.66892
| HP - Ducted < 3 stars (< 2.25) | 3.3216 | 2.3087 | 1.7086 | 1.4092 | 1.5605 | 3.0638 | 2.6604 | 1.2337
≥ 6 Stars (≥ 3.75) | HP - Ducted < 4.5 stars (< 3) | 3.2561 | 2.2433 | 1.6431 | 1.3437 | 1.4951 | 2.9984 | 2.5949 | 1.1682
0 | HP - Ducted < 6 stars (< 3.75) | 3.1579 | 2.145 | 1.5449 | 1.2455 | 1.3968 | 2.9002 | 2.4967 | 1.07
| HP - Ducted ≥ 6 stars (≥ 3.75) | 3.0597 | 2.0468 | 1.4467 | 1.1473 | 1.2986 | 2.8019 | 2.3985 | 0.97178
| HP - Non-Ducted < 3 stars (< 2.25) | 3.2097 | 2.1852 | 1.5936 | 1.2882 | 1.4415 | 2.9419 | 2.5395 | 1.1249
| HP - Non-Ducted < 4.5 stars (< 3) | 3.1552 | 2.1308 | 1.5392 | 1.2338 | 1.387 | 2.8874 | 2.485 | 1.0704
| HP - Non-Ducted < 6 stars (< 3.75) | 3.0735 | 2.0491 | 1.4575 | 1.1521 | 1.3053 | 2.8057 | 2.4033 | 0.98867
| HP - Non-Ducted ≥ 6 stars (≥ 3.75) | 2.9918 | 1.9673 | 1.3757 | 1.0704 | 1.2236 | 2.724 | 2.3216 | 0.90696
| Other or None Specified | 3.3216 | 2.3087 | 1.7086 | 1.4092 | 1.5605 | 3.0638 | 2.6604 | 1.2337
Heat Pump - Non Ducted | Evaporative | 2.8622 | 1.8044 | 1.2602 | 0.94825 | 1.1154 | 2.5555 | 2.15 | 0.77657
| HP - Ducted < 3 stars (< 2.25) | 3.4234 | 2.405 | 1.8163 | 1.5118 | 1.6656 | 3.1577 | 2.7567 | 1.3484
< 3 Stars (< 2.25) | HP - Ducted < 4.5 stars (< 3) | 3.3579 | 2.3395 | 1.7508 | 1.4463 | 1.6002 | 3.0923 | 2.6912 | 1.2829
0 | HP - Ducted < 6 stars (< 3.75) | 3.2597 | 2.2413 | 1.6526 | 1.3481 | 1.502 | 2.9941 | 2.593 | 1.1847
| HP - Ducted ≥ 6 stars (≥ 3.75) | 3.1615 | 2.1431 | 1.5544 | 1.2499 | 1.4037 | 2.8958 | 2.4948 | 1.0865
| HP - Non-Ducted < 3 stars (< 2.25) | 3.3121 | 2.2805 | 1.7003 | 1.3998 | 1.5454 | 3.0353 | 2.6356 | 1.2387
| HP - Non-Ducted < 4.5 stars (< 3) | 3.2576 | 2.226 | 1.6458 | 1.3453 | 1.4909 | 2.9809 | 2.5811 | 1.1842
| HP - Non-Ducted < 6 stars (< 3.75) | 3.1759 | 2.1443 | 1.5641 | 1.2636 | 1.4092 | 2.8991 | 2.4994 | 1.1025
| HP - Non-Ducted ≥ 6 stars (≥ 3.75) | 3.0942 | 2.0626 | 1.4824 | 1.1819 | 1.3275 | 2.8174 | 2.4177 | 1.0208
| Other or None Specified | 3.4234 | 2.405 | 1.8163 | 1.5118 | 1.6656 | 3.1577 | 2.7567 | 1.3484
Heat Pump - Non Ducted | Evaporative | 2.8231 | 1.7653 | 1.2211 | 0.90913 | 1.0763 | 2.5164 | 2.1109 | 0.73745
| HP - Ducted < 3 stars (< 2.25) | 3.3843 | 2.3659 | 1.7772 | 1.4727 | 1.6265 | 3.1186 | 2.7176 | 1.3093
< 4.5 Stars (< 3.0) | HP - Ducted < 4.5 stars (< 3) | 3.3188 | 2.3004 | 1.7117 | 1.4072 | 1.5611 | 3.0532 | 2.6521 | 1.2438
0 | HP - Ducted < 6 stars (< 3.75) | 3.2206 | 2.2022 | 1.6135 | 1.309 | 1.4628 | 2.9549 | 2.5539 | 1.1456
| HP - Ducted ≥ 6 stars (≥ 3.75) | 3.1224 | 2.104 | 1.5153 | 1.2108 | 1.3646 | 2.8567 | 2.4557 | 1.0474
| HP - Non-Ducted < 3 stars (< 2.25) | 3.2729 | 2.2413 | 1.6612 | 1.3607 | 1.5063 | 2.9962 | 2.5965 | 1.1995
| HP - Non-Ducted < 4.5 stars (< 3) | 3.2185 | 2.1869 | 1.6067 | 1.3062 | 1.4518 | 2.9417 | 2.542 | 1.1451
| HP - Non-Ducted < 6 stars (< 3.75) | 3.1368 | 2.1052 | 1.525 | 1.2245 | 1.3701 | 2.86 | 2.4603 | 1.0634
| HP - Non-Ducted ≥ 6 stars (≥ 3.75) | 3.0551 | 2.0235 | 1.4433 | 1.1428 | 1.2884 | 2.7783 | 2.3786 | 0.98166
| Other or None Specified | 3.3843 | 2.3659 | 1.7772 | 1.4727 | 1.6265 | 3.1186 | 2.7176 | 1.3093
Heat Pump - Non Ducted | Evaporative | 2.7644 | 1.7066 | 1.1624 | 0.85046 | 1.0176 | 2.4577 | 2.0523 | 0.67878
| HP - Ducted < 3 stars (< 2.25) | 3.3256 | 2.3072 | 1.7185 | 1.414 | 1.5679 | 3.06 | 2.6589 | 1.2506
< 6 Stars (< 3.75) | HP - Ducted < 4.5 stars (< 3) | 3.2601 | 2.2417 | 1.6531 | 1.3485 | 1.5024 | 2.9945 | 2.5935 | 1.1852
0 | HP - Ducted < 6 stars (< 3.75) | 3.1619 | 2.1435 | 1.5549 | 1.2503 | 1.4042 | 2.8963 | 2.4952 | 1.0869
| HP - Ducted ≥ 6 stars (≥ 3.75) | 3.0637 | 2.0453 | 1.4566 | 1.1521 | 1.306 | 2.7981 | 2.397 | 0.98873
| HP - Non-Ducted < 3 stars (< 2.25) | 3.2143 | 2.1827 | 1.6025 | 1.302 | 1.4476 | 2.9375 | 2.5378 | 1.1409
| HP - Non-Ducted < 4.5 stars (< 3) | 3.1598 | 2.1282 | 1.548 | 1.2476 | 1.3931 | 2.8831 | 2.4833 | 1.0864
| HP - Non-Ducted < 6 stars (< 3.75) | 3.0781 | 2.0465 | 1.4663 | 1.1659 | 1.3114 | 2.8014 | 2.4016 | 1.0047
| HP - Non-Ducted ≥ 6 stars (≥ 3.75) | 2.9964 | 1.9648 | 1.3846 | 1.0841 | 1.2297 | 2.7197 | 2.3199 | 0.92299
| Other or None Specified | 3.3256 | 2.3072 | 1.7185 | 1.414 | 1.5679 | 3.06 | 2.6589 | 1.2506
Heat Pump - Non Ducted | Evaporative | 2.7057 | 1.648 | 1.1038 | 0.79179 | 0.95892 | 2.399 | 1.9936 | 0.62011
| HP - Ducted < 3 stars (< 2.25) | 3.2669 | 2.2485 | 1.6599 | 1.3553 | 1.5092 | 3.0013 | 2.6003 | 1.192
≥ 6 Stars (≥ 3.75) | HP - Ducted < 4.5 stars (< 3) | 3.2015 | 2.183 | 1.5944 | 1.2899 | 1.4437 | 2.9358 | 2.5348 | 1.1265
0 | HP - Ducted < 6 stars (< 3.75) | 3.1032 | 2.0848 | 1.4962 | 1.1917 | 1.3455 | 2.8376 | 2.4366 | 1.0283
| HP - Ducted ≥ 6 stars (≥ 3.75) | 3.005 | 1.9866 | 1.398 | 1.0935 | 1.2473 | 2.7394 | 2.3384 | 0.93006
| HP - Non-Ducted < 3 stars (< 2.25) | 3.1556 | 2.124 | 1.5439 | 1.2434 | 1.3889 | 2.8789 | 2.4791 | 1.0822
| HP - Non-Ducted < 4.5 stars (< 3) | 3.1011 | 2.0695 | 1.4894 | 1.1889 | 1.3345 | 2.8244 | 2.4247 | 1.0277
| HP - Non-Ducted < 6 stars (< 3.75) | 3.0194 | 1.9878 | 1.4077 | 1.1072 | 1.2528 | 2.7427 | 2.343 | 0.94603
| HP - Non-Ducted ≥ 6 stars (≥ 3.75) | 2.9377 | 1.9061 | 1.326 | 1.0255 | 1.171 | 2.661 | 2.2612 | 0.86432
| Other or None Specified | 3.2669 | 2.2485 | 1.6599 | 1.3553 | 1.5092 | 3.0013 | 2.6003 | 1.192
NCC Climate Zone |  | 4 | OTHER HEATING TYPES |  |  |  |  | State | NSW
Col 1 | Col 2 | Col 3 | Col 4 | Col 5 | Col 6 | Col 7 | Col 8 | Col 9 | Col 10
Main Type of Heater | Main type of Cooler | Electric Storage (peak) | Electric Storage (off peak) | Heat Pump (Standard) | Heat Pump (off-peak) | Solar electric (Standard) | Gas storage | Gas Instantaneous | Solar Gas
Electric - Resistance (Panel) | Evaporative | 4.1024 | 3.1212 | 2.4159 | 2.1281 | 2.2742 | 3.9313 | 3.4969 | 1.9232
| HP - Ducted < 3 stars (< 2.25) | 4.8391 | 3.8867 | 3.1788 | 2.9072 | 3.0352 | 4.668 | 4.2519 | 2.6989
| HP - Ducted < 4.5 stars (< 3) | 4.7736 | 3.8213 | 3.1134 | 2.8417 | 2.9697 | 4.6025 | 4.1864 | 2.6334
0 | HP - Ducted < 6 stars (< 3.75) | 4.6754 | 3.7231 | 3.0152 | 2.7435 | 2.8715 | 4.5043 | 4.0882 | 2.5352
| HP - Ducted ≥ 6 stars (≥ 3.75) | 4.5772 | 3.6248 | 2.9169 | 2.6453 | 2.7733 | 4.4061 | 3.99 | 2.437
| HP - Non-Ducted < 3 stars (< 2.25) | 4.6968 | 3.7375 | 3.0313 | 2.7577 | 2.8867 | 4.5198 | 4.1033 | 2.5515
| HP - Non-Ducted < 4.5 stars (< 3) | 4.6424 | 3.683 | 2.9769 | 2.7032 | 2.8322 | 4.4653 | 4.0488 | 2.497
| HP - Non-Ducted < 6 stars (< 3.75) | 4.5606 | 3.6013 | 2.8951 | 2.6215 | 2.7505 | 4.3836 | 3.9671 | 2.4153
| HP - Non-Ducted ≥ 6 stars (≥ 3.75) | 4.4789 | 3.5196 | 2.8134 | 2.5398 | 2.6688 | 4.3019 | 3.8854 | 2.3336
| Other or None Specified | 4.8391 | 3.8867 | 3.1788 | 2.9072 | 3.0352 | 4.668 | 4.2519 | 2.6989
Wood Heater | Evaporative | 3.0996 | 2.0599 | 1.4542 | 1.1562 | 1.3064 | 2.8418 | 2.4275 | 0.98117
| HP - Ducted < 3 stars (< 2.25) | 3.8406 | 2.8582 | 2.2035 | 1.9326 | 2.0603 | 3.6288 | 3.2202 | 1.7437
| HP - Ducted < 4.5 stars (< 3) | 3.7751 | 2.7927 | 2.138 | 1.8672 | 1.9948 | 3.5633 | 3.1547 | 1.6782
0 | HP - Ducted < 6 stars (< 3.75) | 3.6769 | 2.6945 | 2.0398 | 1.7689 | 1.8966 | 3.4651 | 3.0565 | 1.58
| HP - Ducted ≥ 6 stars (≥ 3.75) | 3.5787 | 2.5963 | 1.9416 | 1.6707 | 1.7984 | 3.3669 | 2.9583 | 1.4818
| HP - Non-Ducted < 3 stars (< 2.25) | 3.6973 | 2.7073 | 2.0593 | 1.7815 | 1.9177 | 3.4771 | 3.0677 | 1.5894
| HP - Non-Ducted < 4.5 stars (< 3) | 3.6429 | 2.6528 | 2.0048 | 1.7271 | 1.8632 | 3.4226 | 3.0132 | 1.535
| HP - Non-Ducted < 6 stars (< 3.75) | 3.5612 | 2.5711 | 1.9231 | 1.6453 | 1.7815 | 3.3409 | 2.9315 | 1.4532
| HP - Non-Ducted ≥ 6 stars (≥ 3.75) | 3.4794 | 2.4894 | 1.8414 | 1.5636 | 1.6998 | 3.2592 | 2.8498 | 1.3715
| Other or None Specified | 3.8406 | 2.8582 | 2.2035 | 1.9326 | 2.0603 | 3.6288 | 3.2202 | 1.7437
Electric - Resistance (Slab) | Evaporative | 3.6018 | 2.6088 | 1.9265 | 1.6359 | 1.7825 | 3.4152 | 2.9851 | 1.4314
| HP - Ducted < 3 stars (< 2.25) | 4.3514 | 3.4 | 2.6957 | 2.4289 | 2.5504 | 4.1843 | 3.7672 | 2.2196
| HP - Ducted < 4.5 stars (< 3) | 4.2859 | 3.3345 | 2.6303 | 2.3634 | 2.4849 | 4.1188 | 3.7018 | 2.1541
0 | HP - Ducted < 6 stars (< 3.75) | 4.1877 | 3.2363 | 2.5321 | 2.2652 | 2.3867 | 4.0206 | 3.6035 | 2.0559
| HP - Ducted ≥ 6 stars (≥ 3.75) | 4.0895 | 3.1381 | 2.4338 | 2.167 | 2.2885 | 3.9224 | 3.5053 | 1.9577
| HP - Non-Ducted < 3 stars (< 2.25) | 4.2053 | 3.2487 | 2.5487 | 2.2742 | 2.4016 | 4.0338 | 3.6152 | 2.0676
| HP - Non-Ducted < 4.5 stars (< 3) | 4.1508 | 3.1942 | 2.4943 | 2.2197 | 2.3472 | 3.9793 | 3.5608 | 2.0131
| HP - Non-Ducted < 6 stars (< 3.75) | 4.0691 | 3.1125 | 2.4125 | 2.138 | 2.2654 | 3.8976 | 3.4791 | 1.9314
| HP - Non-Ducted ≥ 6 stars (≥ 3.75) | 3.9874 | 3.0308 | 2.3308 | 2.0563 | 2.1837 | 3.8159 | 3.3974 | 1.8497
| Other or None Specified | 4.3514 | 3.4 | 2.6957 | 2.4289 | 2.5504 | 4.1843 | 3.7672 | 2.2196
Other or None Specified | Evaporative | 2.9497 | 1.8945 | 1.333 | 1.0287 | 1.1916 | 2.6502 | 2.2453 | 0.85684
| HP - Ducted < 3 stars (< 2.25) | 3.5095 | 2.4967 | 1.8965 | 1.5971 | 1.7485 | 3.2518 | 2.8483 | 1.4216
| HP - Ducted < 4.5 stars (< 3) | 3.4441 | 2.4312 | 1.831 | 1.5317 | 1.683 | 3.1863 | 2.7828 | 1.3561
0 | HP - Ducted < 6 stars (< 3.75) | 3.3459 | 2.333 | 1.7328 | 1.4335 | 1.5848 | 3.0881 | 2.6846 | 1.2579
| HP - Ducted ≥ 6 stars (≥ 3.75) | 3.2476 | 2.2348 | 1.6346 | 1.3352 | 1.4866 | 2.9899 | 2.5864 | 1.1597
| HP - Non-Ducted < 3 stars (< 2.25) | 3.3976 | 2.3732 | 1.7816 | 1.4762 | 1.6294 | 3.1298 | 2.7274 | 1.3128
| HP - Non-Ducted < 4.5 stars (< 3) | 3.3432 | 2.3187 | 1.7271 | 1.4217 | 1.5749 | 3.0753 | 2.6729 | 1.2583
| HP - Non-Ducted < 6 stars (< 3.75) | 3.2614 | 2.237 | 1.6454 | 1.34 | 1.4932 | 2.9936 | 2.5912 | 1.1766
| HP - Non-Ducted ≥ 6 stars (≥ 3.75) | 3.1797 | 2.1553 | 1.5637 | 1.2583 | 1.4115 | 2.9119 | 2.5095 | 1.0949
| Other or None Specified | 3.5095 | 2.4967 | 1.8965 | 1.5971 | 1.7485 | 3.2518 | 2.8483 | 1.4216
Swimming Pool Pump
| Star | MJ PV/1000L | kW PV/1000L | kW PV / 40,000
| 1 | 287.3623 | 0.052701 | 2.108 |  | Note: For Option 2 Need to select a base case (eg, 5 Stars)
| 1.5 | 242.5954 | 0.044491 | 1.7796 |  | Requirement = difference between 5 stars and selected star rating
| 2 | 210.8329 | 0.038665 | 1.5466
| 2.5 | 186.1959 | 0.034147 | 1.3659
| 3 | 166.066 | 0.030456 | 1.2182
| 3.5 | 149.0465 | 0.027334 | 1.0934
| 4 | 134.3035 | 0.02463 | 0.98522
| 4.5 | 121.2992 | 0.022246 | 0.88982
| 5 | 109.6665 | 0.020112 | 0.80449
| 5.5 | 99.1434 | 0.018182 | 0.72729
| 6 | 89.5366 | 0.01642 | 0.65682
| 6.5 | 80.6992 | 0.0148 | 0.59199
| 7 | 72.5171 | 0.013299 | 0.53197
| 7.5 | 64.8997 | 0.011902 | 0.47609
| 8 | 57.774 | 0.010595 | 0.42382
| 8.5 | 51.0806 | 0.0093679 | 0.37471
| 9 | 44.7698 | 0.0082105 | 0.32842
| 9.5 | 38.8003 | 0.0071157 | 0.28463
| 10 | 33.1371 | 0.0060771 | 0.24309
| Spa Pump |  |  |  |  | Note: For Option 2 Need to select a base case (eg, 50% of ZNSC)
| Star | MJ PV/100 L | kW PV/100L | kW PV/4000L |  | Requirement = % * Reuirement for ZNSC
| Any | 341.4002 | 0.062611 | 2.5044

## 4-VIC (hidden)
NCC Climate Zone |  | 4 | GAS HEATING TYPES |  |  |  |  | State | VIC
Col 1 | Col 2 | Col 3 | Col 4 | Col 5 | Col 6 | Col 7 | Col 8 | Col 9 | Col 10
Main Type of Heater | Main type of Cooler | Electric Storage (peak) | Electric Storage (off peak) | Heat Pump (Standard) | Heat Pump (off-peak) | Solar electric (Standard) | Gas storage | Gas Instantaneous | Solar Gas
Gas - Ducted | Evaporative | 2.9853 | 2.6311 | 1.6034 | 1.5014 | 1.4654 | 2.1773 | 1.9704 | 1.1465
(includes Hydronic) | HP - Ducted < 3 stars (< 2.25) | 3.4566 | 3.1241 | 2.0832 | 2.0012 | 1.9542 | 2.6766 | 2.4672 | 1.629
< 3Stars | HP - Ducted < 4.5 stars (< 3) | 3.4024 | 3.0698 | 2.0289 | 1.9469 | 1.8999 | 2.6224 | 2.4129 | 1.5747
0 | HP - Ducted < 6 stars (< 3.75) | 3.321 | 2.9884 | 1.9475 | 1.8655 | 1.8185 | 2.541 | 2.3315 | 1.4933
| HP - Ducted ≥ 6 stars (≥ 3.75) | 3.2396 | 2.907 | 1.8661 | 1.7841 | 1.7371 | 2.4596 | 2.2502 | 1.4119
| HP - Non-Ducted < 3 stars (< 2.25) | 3.3631 | 3.0244 | 1.988 | 1.9015 | 1.8567 | 2.577 | 2.3663 | 1.5261
| HP - Non-Ducted < 4.5 stars (< 3) | 3.318 | 2.9794 | 1.943 | 1.8565 | 1.8116 | 2.5319 | 2.3213 | 1.4811
| HP - Non-Ducted < 6 stars (< 3.75) | 3.2505 | 2.9118 | 1.8754 | 1.7889 | 1.7441 | 2.4644 | 2.2537 | 1.4135
| HP - Non-Ducted ≥ 6 stars (≥ 3.75) | 3.1829 | 2.8443 | 1.8079 | 1.7214 | 1.6765 | 2.3968 | 2.1862 | 1.3459
| Other or None Specified | 3.4566 | 3.1241 | 2.0832 | 2.0012 | 1.9542 | 2.6766 | 2.4672 | 1.629
Gas - Ducted | Evaporative | 2.9043 | 2.5501 | 1.5224 | 1.4204 | 1.3844 | 2.0964 | 1.8894 | 1.0655
(includes Hydronic) | HP - Ducted < 3 stars (< 2.25) | 3.3756 | 3.0431 | 2.0022 | 1.9202 | 1.8732 | 2.5956 | 2.3862 | 1.548
< 4.5Stars | HP - Ducted < 4.5 stars (< 3) | 3.3214 | 2.9888 | 1.9479 | 1.8659 | 1.8189 | 2.5414 | 2.332 | 1.4937
0 | HP - Ducted < 6 stars (< 3.75) | 3.24 | 2.9074 | 1.8665 | 1.7845 | 1.7375 | 2.46 | 2.2506 | 1.4123
| HP - Ducted ≥ 6 stars (≥ 3.75) | 3.1586 | 2.826 | 1.7851 | 1.7032 | 1.6561 | 2.3786 | 2.1692 | 1.331
| HP - Non-Ducted < 3 stars (< 2.25) | 3.2821 | 2.9435 | 1.9071 | 1.8206 | 1.7757 | 2.496 | 2.2853 | 1.4451
| HP - Non-Ducted < 4.5 stars (< 3) | 3.237 | 2.8984 | 1.862 | 1.7755 | 1.7307 | 2.4509 | 2.2403 | 1.4001
| HP - Non-Ducted < 6 stars (< 3.75) | 3.1695 | 2.8309 | 1.7945 | 1.708 | 1.6631 | 2.3834 | 2.1727 | 1.3325
| HP - Non-Ducted ≥ 6 stars (≥ 3.75) | 3.1019 | 2.7633 | 1.7269 | 1.6404 | 1.5955 | 2.3158 | 2.1052 | 1.265
| Other or None Specified | 3.3756 | 3.0431 | 2.0022 | 1.9202 | 1.8732 | 2.5956 | 2.3862 | 1.548
Gas - Ducted | Evaporative | 2.7828 | 2.4286 | 1.401 | 1.299 | 1.2629 | 1.9749 | 1.768 | 0.94402
(includes Hydronic) | HP - Ducted < 3 stars (< 2.25) | 3.2542 | 2.9216 | 1.8807 | 1.7987 | 1.7517 | 2.4742 | 2.2648 | 1.4265
< 6Stars | HP - Ducted < 4.5 stars (< 3) | 3.1999 | 2.8674 | 1.8265 | 1.7445 | 1.6975 | 2.4199 | 2.2105 | 1.3723
0 | HP - Ducted < 6 stars (< 3.75) | 3.1185 | 2.786 | 1.7451 | 1.6631 | 1.6161 | 2.3385 | 2.1291 | 1.2909
| HP - Ducted ≥ 6 stars (≥ 3.75) | 3.0371 | 2.7046 | 1.6637 | 1.5817 | 1.5347 | 2.2571 | 2.0477 | 1.2095
| HP - Non-Ducted < 3 stars (< 2.25) | 3.1606 | 2.822 | 1.7856 | 1.6991 | 1.6542 | 2.3745 | 2.1639 | 1.3237
| HP - Non-Ducted < 4.5 stars (< 3) | 3.1156 | 2.7769 | 1.7405 | 1.6541 | 1.6092 | 2.3295 | 2.1188 | 1.2786
| HP - Non-Ducted < 6 stars (< 3.75) | 3.048 | 2.7094 | 1.673 | 1.5865 | 1.5416 | 2.2619 | 2.0513 | 1.211
| HP - Non-Ducted ≥ 6 stars (≥ 3.75) | 2.9805 | 2.6418 | 1.6054 | 1.5189 | 1.4741 | 2.1943 | 1.9837 | 1.1435
| Other or None Specified | 3.2542 | 2.9216 | 1.8807 | 1.7987 | 1.7517 | 2.4742 | 2.2648 | 1.4265
Gas - Ducted | Evaporative | 2.6614 | 2.3072 | 1.2795 | 1.1775 | 1.1415 | 1.8534 | 1.6465 | 0.82256
(includes Hydronic) | HP - Ducted < 3 stars (< 2.25) | 3.1327 | 2.8002 | 1.7593 | 1.6773 | 1.6303 | 2.3527 | 2.1433 | 1.3051
≥ 6Stars | HP - Ducted < 4.5 stars (< 3) | 3.0784 | 2.7459 | 1.705 | 1.623 | 1.576 | 2.2985 | 2.089 | 1.2508
0 | HP - Ducted < 6 stars (< 3.75) | 2.997 | 2.6645 | 1.6236 | 1.5416 | 1.4946 | 2.2171 | 2.0076 | 1.1694
| HP - Ducted ≥ 6 stars (≥ 3.75) | 2.9157 | 2.5831 | 1.5422 | 1.4602 | 1.4132 | 2.1357 | 1.9262 | 1.088
| HP - Non-Ducted < 3 stars (< 2.25) | 3.0392 | 2.7005 | 1.6641 | 1.5776 | 1.5328 | 2.253 | 2.0424 | 1.2022
| HP - Non-Ducted < 4.5 stars (< 3) | 2.9941 | 2.6555 | 1.6191 | 1.5326 | 1.4877 | 2.208 | 1.9974 | 1.1571
| HP - Non-Ducted < 6 stars (< 3.75) | 2.9265 | 2.5879 | 1.5515 | 1.465 | 1.4202 | 2.1404 | 1.9298 | 1.0896
| HP - Non-Ducted ≥ 6 stars (≥ 3.75) | 2.859 | 2.5204 | 1.484 | 1.3975 | 1.3526 | 2.0729 | 1.8623 | 1.022
| Other or None Specified | 3.1327 | 2.8002 | 1.7593 | 1.6773 | 1.6303 | 2.3527 | 2.1433 | 1.3051
Gas - Non Ducted | Evaporative | 2.7665 | 2.3986 | 1.3909 | 1.289 | 1.2626 | 1.9513 | 1.7467 | 0.93899
| HP - Ducted < 3 stars (< 2.25) | 3.2406 | 2.8924 | 1.8752 | 1.784 | 1.7419 | 2.4495 | 2.2403 | 1.4178
< 3Stars | HP - Ducted < 4.5 stars (< 3) | 3.1863 | 2.8382 | 1.8209 | 1.7298 | 1.6877 | 2.3952 | 2.1861 | 1.3635
0 | HP - Ducted < 6 stars (< 3.75) | 3.1049 | 2.7568 | 1.7396 | 1.6484 | 1.6063 | 2.3138 | 2.1047 | 1.2821
| HP - Ducted ≥ 6 stars (≥ 3.75) | 3.0235 | 2.6754 | 1.6582 | 1.567 | 1.5249 | 2.2324 | 2.0233 | 1.2007
| HP - Non-Ducted < 3 stars (< 2.25) | 3.1462 | 2.793 | 1.7785 | 1.6826 | 1.6428 | 2.3485 | 2.1387 | 1.3242
| HP - Non-Ducted < 4.5 stars (< 3) | 3.1012 | 2.748 | 1.7335 | 1.6375 | 1.5977 | 2.3035 | 2.0937 | 1.2792
| HP - Non-Ducted < 6 stars (< 3.75) | 3.0336 | 2.6804 | 1.6659 | 1.57 | 1.5302 | 2.2359 | 2.0261 | 1.2116
| HP - Non-Ducted ≥ 6 stars (≥ 3.75) | 2.9661 | 2.6129 | 1.5983 | 1.5024 | 1.4626 | 2.1684 | 1.9585 | 1.144
| Other or None Specified | 3.2406 | 2.8924 | 1.8752 | 1.784 | 1.7419 | 2.4495 | 2.2403 | 1.4178
Gas - Non Ducted | Evaporative | 2.7254 | 2.3576 | 1.3498 | 1.2479 | 1.2216 | 1.9102 | 1.7056 | 0.89792
| HP - Ducted < 3 stars (< 2.25) | 3.1995 | 2.8513 | 1.8341 | 1.7429 | 1.7009 | 2.4084 | 2.1993 | 1.3767
< 4.5Stars | HP - Ducted < 4.5 stars (< 3) | 3.1452 | 2.7971 | 1.7799 | 1.6887 | 1.6466 | 2.3541 | 2.145 | 1.3224
0 | HP - Ducted < 6 stars (< 3.75) | 3.0639 | 2.7157 | 1.6985 | 1.6073 | 1.5652 | 2.2728 | 2.0636 | 1.241
| HP - Ducted ≥ 6 stars (≥ 3.75) | 2.9825 | 2.6343 | 1.6171 | 1.5259 | 1.4838 | 2.1914 | 1.9822 | 1.1596
| HP - Non-Ducted < 3 stars (< 2.25) | 3.1051 | 2.752 | 1.7374 | 1.6415 | 1.6017 | 2.3075 | 2.0976 | 1.2831
| HP - Non-Ducted < 4.5 stars (< 3) | 3.0601 | 2.7069 | 1.6924 | 1.5965 | 1.5567 | 2.2624 | 2.0526 | 1.2381
| HP - Non-Ducted < 6 stars (< 3.75) | 2.9925 | 2.6394 | 1.6248 | 1.5289 | 1.4891 | 2.1949 | 1.985 | 1.1705
| HP - Non-Ducted ≥ 6 stars (≥ 3.75) | 2.925 | 2.5718 | 1.5573 | 1.4613 | 1.4215 | 2.1273 | 1.9175 | 1.103
| Other or None Specified | 3.1995 | 2.8513 | 1.8341 | 1.7429 | 1.7009 | 2.4084 | 2.1993 | 1.3767
Gas - Non Ducted | Evaporative | 2.6638 | 2.2959 | 1.2882 | 1.1863 | 1.16 | 1.8486 | 1.644 | 0.83631
| HP - Ducted < 3 stars (< 2.25) | 3.1379 | 2.7897 | 1.7725 | 1.6813 | 1.6393 | 2.3468 | 2.1377 | 1.3151
< 6Stars | HP - Ducted < 4.5 stars (< 3) | 3.0836 | 2.7355 | 1.7183 | 1.6271 | 1.585 | 2.2925 | 2.0834 | 1.2608
0 | HP - Ducted < 6 stars (< 3.75) | 3.0022 | 2.6541 | 1.6369 | 1.5457 | 1.5036 | 2.2111 | 2.002 | 1.1794
| HP - Ducted ≥ 6 stars (≥ 3.75) | 2.9208 | 2.5727 | 1.5555 | 1.4643 | 1.4222 | 2.1297 | 1.9206 | 1.098
| HP - Non-Ducted < 3 stars (< 2.25) | 3.0435 | 2.6903 | 1.6758 | 1.5799 | 1.5401 | 2.2459 | 2.036 | 1.2215
| HP - Non-Ducted < 4.5 stars (< 3) | 2.9985 | 2.6453 | 1.6308 | 1.5349 | 1.495 | 2.2008 | 1.991 | 1.1765
| HP - Non-Ducted < 6 stars (< 3.75) | 2.9309 | 2.5777 | 1.5632 | 1.4673 | 1.4275 | 2.1333 | 1.9234 | 1.1089
| HP - Non-Ducted ≥ 6 stars (≥ 3.75) | 2.8634 | 2.5102 | 1.4956 | 1.3997 | 1.3599 | 2.0657 | 1.8559 | 1.0413
| Other or None Specified | 3.1379 | 2.7897 | 1.7725 | 1.6813 | 1.6393 | 2.3468 | 2.1377 | 1.3151
Gas - Non Ducted | Evaporative | 2.6022 | 2.2343 | 1.2266 | 1.1247 | 1.0983 | 1.787 | 1.5824 | 0.7747
| HP - Ducted < 3 stars (< 2.25) | 3.0763 | 2.7281 | 1.7109 | 1.6197 | 1.5776 | 2.2852 | 2.076 | 1.2535
≥ 6Stars | HP - Ducted < 4.5 stars (< 3) | 3.022 | 2.6739 | 1.6566 | 1.5655 | 1.5234 | 2.2309 | 2.0218 | 1.1992
0 | HP - Ducted < 6 stars (< 3.75) | 2.9406 | 2.5925 | 1.5753 | 1.4841 | 1.442 | 2.1495 | 1.9404 | 1.1178
| HP - Ducted ≥ 6 stars (≥ 3.75) | 2.8592 | 2.5111 | 1.4939 | 1.4027 | 1.3606 | 2.0681 | 1.859 | 1.0364
| HP - Non-Ducted < 3 stars (< 2.25) | 2.9819 | 2.6287 | 1.6142 | 1.5183 | 1.4785 | 2.1842 | 1.9744 | 1.1599
| HP - Non-Ducted < 4.5 stars (< 3) | 2.9369 | 2.5837 | 1.5692 | 1.4732 | 1.4334 | 2.1392 | 1.9294 | 1.1149
| HP - Non-Ducted < 6 stars (< 3.75) | 2.8693 | 2.5161 | 1.5016 | 1.4057 | 1.3659 | 2.0716 | 1.8618 | 1.0473
| HP - Non-Ducted ≥ 6 stars (≥ 3.75) | 2.8018 | 2.4486 | 1.434 | 1.3381 | 1.2983 | 2.0041 | 1.7942 | 0.97973
| Other or None Specified | 3.0763 | 2.7281 | 1.7109 | 1.6197 | 1.5776 | 2.2852 | 2.076 | 1.2535
NCC Climate Zone |  | 4 | HEAT PUMP HEATING TYPES |  |  |  |  | State | VIC
Col 1 | Col 2 | Col 3 | Col 4 | Col 5 | Col 6 | Col 7 | Col 8 | Col 9 | Col 10
Main Type of Heater | Main type of Cooler | Electric Storage (peak) | Electric Storage (off peak) | Heat Pump (Standard) | Heat Pump (off-peak) | Solar electric (Standard) | Gas storage | Gas Instantaneous | Solar Gas
Heat Pump - Ducted | Evaporative | 2.5591 | 2.1563 | 1.2036 | 1.0855 | 1.0699 | 1.7227 | 1.5209 | 0.73885
| HP - Ducted < 3 stars (< 2.25) | 3.0251 | 2.6531 | 1.6706 | 1.5657 | 1.5333 | 2.2137 | 2.0151 | 1.2267
< 3 Stars (< 2.25) | HP - Ducted < 4.5 stars (< 3) | 2.9708 | 2.5988 | 1.6164 | 1.5114 | 1.479 | 2.1595 | 1.9608 | 1.1725
0 | HP - Ducted < 6 stars (< 3.75) | 2.8894 | 2.5174 | 1.535 | 1.43 | 1.3977 | 2.0781 | 1.8794 | 1.0911
| HP - Ducted ≥ 6 stars (≥ 3.75) | 2.808 | 2.436 | 1.4536 | 1.3486 | 1.3163 | 1.9967 | 1.798 | 1.0097
| HP - Non-Ducted < 3 stars (< 2.25) | 2.93 | 2.5539 | 1.5725 | 1.4629 | 1.4353 | 2.1136 | 1.9166 | 1.1321
| HP - Non-Ducted < 4.5 stars (< 3) | 2.885 | 2.5088 | 1.5275 | 1.4179 | 1.3902 | 2.0686 | 1.8716 | 1.0871
| HP - Non-Ducted < 6 stars (< 3.75) | 2.8174 | 2.4413 | 1.4599 | 1.3503 | 1.3227 | 2.001 | 1.804 | 1.0195
| HP - Non-Ducted ≥ 6 stars (≥ 3.75) | 2.7499 | 2.3737 | 1.3924 | 1.2827 | 1.2551 | 1.9335 | 1.7365 | 0.95198
| Other or None Specified | 3.0251 | 2.6531 | 1.6706 | 1.5657 | 1.5333 | 2.2137 | 2.0151 | 1.2267
Heat Pump - Ducted | Evaporative | 2.5213 | 2.1185 | 1.1659 | 1.0478 | 1.0321 | 1.685 | 1.4831 | 0.70109
| HP - Ducted < 3 stars (< 2.25) | 2.9873 | 2.6153 | 1.6329 | 1.5279 | 1.4955 | 2.176 | 1.9773 | 1.189
< 4.5 Stars (< 3.0) | HP - Ducted < 4.5 stars (< 3) | 2.933 | 2.5611 | 1.5786 | 1.4737 | 1.4413 | 2.1217 | 1.9231 | 1.1347
0 | HP - Ducted < 6 stars (< 3.75) | 2.8516 | 2.4797 | 1.4972 | 1.3923 | 1.3599 | 2.0403 | 1.8417 | 1.0533
| HP - Ducted ≥ 6 stars (≥ 3.75) | 2.7703 | 2.3983 | 1.4158 | 1.3109 | 1.2785 | 1.9589 | 1.7603 | 0.9719
| HP - Non-Ducted < 3 stars (< 2.25) | 2.8923 | 2.5161 | 1.5348 | 1.4251 | 1.3975 | 2.0759 | 1.8789 | 1.0944
| HP - Non-Ducted < 4.5 stars (< 3) | 2.8472 | 2.4711 | 1.4897 | 1.3801 | 1.3525 | 2.0308 | 1.8338 | 1.0493
| HP - Non-Ducted < 6 stars (< 3.75) | 2.7797 | 2.4035 | 1.4222 | 1.3125 | 1.2849 | 1.9633 | 1.7663 | 0.98177
| HP - Non-Ducted ≥ 6 stars (≥ 3.75) | 2.7121 | 2.336 | 1.3546 | 1.245 | 1.2173 | 1.8957 | 1.6987 | 0.91421
| Other or None Specified | 2.9873 | 2.6153 | 1.6329 | 1.5279 | 1.4955 | 2.176 | 1.9773 | 1.189
Heat Pump - Ducted | Evaporative | 2.4647 | 2.0619 | 1.1092 | 0.99113 | 0.97545 | 1.6283 | 1.4265 | 0.64445
| HP - Ducted < 3 stars (< 2.25) | 2.9307 | 2.5587 | 1.5762 | 1.4713 | 1.4389 | 2.1193 | 1.9207 | 1.1323
< 6 Stars (< 3.75) | HP - Ducted < 4.5 stars (< 3) | 2.8764 | 2.5044 | 1.522 | 1.417 | 1.3846 | 2.0651 | 1.8664 | 1.078
0 | HP - Ducted < 6 stars (< 3.75) | 2.795 | 2.423 | 1.4406 | 1.3356 | 1.3032 | 1.9837 | 1.785 | 0.99665
| HP - Ducted ≥ 6 stars (≥ 3.75) | 2.7136 | 2.3416 | 1.3592 | 1.2542 | 1.2219 | 1.9023 | 1.7036 | 0.91526
| HP - Non-Ducted < 3 stars (< 2.25) | 2.8356 | 2.4595 | 1.4781 | 1.3685 | 1.3409 | 2.0192 | 1.8222 | 1.0377
| HP - Non-Ducted < 4.5 stars (< 3) | 2.7906 | 2.4144 | 1.4331 | 1.3235 | 1.2958 | 1.9742 | 1.7772 | 0.99269
| HP - Non-Ducted < 6 stars (< 3.75) | 2.723 | 2.3469 | 1.3655 | 1.2559 | 1.2283 | 1.9066 | 1.7096 | 0.92513
| HP - Non-Ducted ≥ 6 stars (≥ 3.75) | 2.6555 | 2.2793 | 1.298 | 1.1883 | 1.1607 | 1.8391 | 1.6421 | 0.85757
| Other or None Specified | 2.9307 | 2.5587 | 1.5762 | 1.4713 | 1.4389 | 2.1193 | 1.9207 | 1.1323
Heat Pump - Ducted | Evaporative | 2.408 | 2.0052 | 1.0526 | 0.93449 | 0.91881 | 1.5717 | 1.3698 | 0.5878
| HP - Ducted < 3 stars (< 2.25) | 2.874 | 2.502 | 1.5196 | 1.4146 | 1.3823 | 2.0627 | 1.864 | 1.0757
≥ 6 Stars (≥ 3.75) | HP - Ducted < 4.5 stars (< 3) | 2.8198 | 2.4478 | 1.4653 | 1.3604 | 1.328 | 2.0084 | 1.8098 | 1.0214
0 | HP - Ducted < 6 stars (< 3.75) | 2.7384 | 2.3664 | 1.3839 | 1.279 | 1.2466 | 1.927 | 1.7284 | 0.94001
| HP - Ducted ≥ 6 stars (≥ 3.75) | 2.657 | 2.285 | 1.3025 | 1.1976 | 1.1652 | 1.8456 | 1.647 | 0.85862
| HP - Non-Ducted < 3 stars (< 2.25) | 2.779 | 2.4028 | 1.4215 | 1.3119 | 1.2842 | 1.9626 | 1.7656 | 0.98109
| HP - Non-Ducted < 4.5 stars (< 3) | 2.7339 | 2.3578 | 1.3764 | 1.2668 | 1.2392 | 1.9176 | 1.7205 | 0.93605
| HP - Non-Ducted < 6 stars (< 3.75) | 2.6664 | 2.2902 | 1.3089 | 1.1992 | 1.1716 | 1.85 | 1.653 | 0.86849
| HP - Non-Ducted ≥ 6 stars (≥ 3.75) | 2.5988 | 2.2227 | 1.2413 | 1.1317 | 1.1041 | 1.7824 | 1.5854 | 0.80092
| Other or None Specified | 2.874 | 2.502 | 1.5196 | 1.4146 | 1.3823 | 2.0627 | 1.864 | 1.0757
Heat Pump - Non Ducted | Evaporative | 2.4928 | 2.0832 | 1.1425 | 1.0201 | 1.0066 | 1.6519 | 1.4501 | 0.68604
| HP - Ducted < 3 stars (< 2.25) | 2.9568 | 2.5818 | 1.6052 | 1.4972 | 1.4663 | 2.143 | 1.9471 | 1.1653
< 3 Stars (< 2.25) | HP - Ducted < 4.5 stars (< 3) | 2.9026 | 2.5276 | 1.5509 | 1.4429 | 1.412 | 2.0887 | 1.8929 | 1.111
0 | HP - Ducted < 6 stars (< 3.75) | 2.8212 | 2.4462 | 1.4695 | 1.3615 | 1.3306 | 2.0073 | 1.8115 | 1.0296
| HP - Ducted ≥ 6 stars (≥ 3.75) | 2.7398 | 2.3648 | 1.3881 | 1.2801 | 1.2492 | 1.9259 | 1.7301 | 0.9482
| HP - Non-Ducted < 3 stars (< 2.25) | 2.8615 | 2.4821 | 1.5065 | 1.4002 | 1.3752 | 2.045 | 1.848 | 1.0701
| HP - Non-Ducted < 4.5 stars (< 3) | 2.8164 | 2.4371 | 1.4614 | 1.3552 | 1.3302 | 1.9999 | 1.803 | 1.0251
| HP - Non-Ducted < 6 stars (< 3.75) | 2.7489 | 2.3695 | 1.3939 | 1.2876 | 1.2626 | 1.9324 | 1.7354 | 0.95752
| HP - Non-Ducted ≥ 6 stars (≥ 3.75) | 2.6813 | 2.302 | 1.3263 | 1.22 | 1.195 | 1.8648 | 1.6679 | 0.88995
| Other or None Specified | 2.9568 | 2.5818 | 1.6052 | 1.4972 | 1.4663 | 2.143 | 1.9471 | 1.1653
Heat Pump - Non Ducted | Evaporative | 2.4607 | 2.0511 | 1.1104 | 0.98799 | 0.97446 | 1.6198 | 1.418 | 0.65394
| HP - Ducted < 3 stars (< 2.25) | 2.9248 | 2.5497 | 1.5731 | 1.4651 | 1.4342 | 2.1109 | 1.915 | 1.1332
< 4.5 Stars (< 3.0) | HP - Ducted < 4.5 stars (< 3) | 2.8705 | 2.4955 | 1.5188 | 1.4108 | 1.3799 | 2.0566 | 1.8608 | 1.0789
0 | HP - Ducted < 6 stars (< 3.75) | 2.7891 | 2.4141 | 1.4374 | 1.3294 | 1.2985 | 1.9752 | 1.7794 | 0.9975
| HP - Ducted ≥ 6 stars (≥ 3.75) | 2.7077 | 2.3327 | 1.356 | 1.248 | 1.2171 | 1.8938 | 1.698 | 0.9161
| HP - Non-Ducted < 3 stars (< 2.25) | 2.8294 | 2.45 | 1.4744 | 1.3681 | 1.3431 | 2.0129 | 1.8159 | 1.038
| HP - Non-Ducted < 4.5 stars (< 3) | 2.7844 | 2.405 | 1.4293 | 1.3231 | 1.2981 | 1.9678 | 1.7709 | 0.99298
| HP - Non-Ducted < 6 stars (< 3.75) | 2.7168 | 2.3374 | 1.3618 | 1.2555 | 1.2305 | 1.9003 | 1.7033 | 0.92542
| HP - Non-Ducted ≥ 6 stars (≥ 3.75) | 2.6492 | 2.2699 | 1.2942 | 1.188 | 1.1629 | 1.8327 | 1.6358 | 0.85786
| Other or None Specified | 2.9248 | 2.5497 | 1.5731 | 1.4651 | 1.4342 | 2.1109 | 1.915 | 1.1332
Heat Pump - Non Ducted | Evaporative | 2.4125 | 2.003 | 1.0622 | 0.93984 | 0.92631 | 1.5717 | 1.3698 | 0.6058
| HP - Ducted < 3 stars (< 2.25) | 2.8766 | 2.5016 | 1.5249 | 1.4169 | 1.386 | 2.0627 | 1.8669 | 1.085
< 6 Stars (< 3.75) | HP - Ducted < 4.5 stars (< 3) | 2.8223 | 2.4473 | 1.4707 | 1.3627 | 1.3318 | 2.0085 | 1.8126 | 1.0307
0 | HP - Ducted < 6 stars (< 3.75) | 2.7409 | 2.3659 | 1.3893 | 1.2813 | 1.2504 | 1.9271 | 1.7312 | 0.94935
| HP - Ducted ≥ 6 stars (≥ 3.75) | 2.6596 | 2.2845 | 1.3079 | 1.1999 | 1.169 | 1.8457 | 1.6498 | 0.86795
| HP - Non-Ducted < 3 stars (< 2.25) | 2.7812 | 2.4019 | 1.4262 | 1.32 | 1.295 | 1.9647 | 1.7678 | 0.98987
| HP - Non-Ducted < 4.5 stars (< 3) | 2.7362 | 2.3568 | 1.3812 | 1.2749 | 1.2499 | 1.9197 | 1.7227 | 0.94483
| HP - Non-Ducted < 6 stars (< 3.75) | 2.6686 | 2.2893 | 1.3136 | 1.2074 | 1.1824 | 1.8521 | 1.6552 | 0.87727
| HP - Non-Ducted ≥ 6 stars (≥ 3.75) | 2.6011 | 2.2217 | 1.2461 | 1.1398 | 1.1148 | 1.7846 | 1.5876 | 0.80971
| Other or None Specified | 2.8766 | 2.5016 | 1.5249 | 1.4169 | 1.386 | 2.0627 | 1.8669 | 1.085
Heat Pump - Non Ducted | Evaporative | 2.3644 | 1.9549 | 1.0141 | 0.89169 | 0.87816 | 1.5235 | 1.3217 | 0.55765
| HP - Ducted < 3 stars (< 2.25) | 2.8285 | 2.4534 | 1.4768 | 1.3688 | 1.3379 | 2.0146 | 1.8188 | 1.0369
≥ 6 Stars (≥ 3.75) | HP - Ducted < 4.5 stars (< 3) | 2.7742 | 2.3992 | 1.4225 | 1.3145 | 1.2836 | 1.9603 | 1.7645 | 0.98259
0 | HP - Ducted < 6 stars (< 3.75) | 2.6928 | 2.3178 | 1.3411 | 1.2331 | 1.2022 | 1.8789 | 1.6831 | 0.9012
| HP - Ducted ≥ 6 stars (≥ 3.75) | 2.6114 | 2.2364 | 1.2597 | 1.1517 | 1.1208 | 1.7975 | 1.6017 | 0.81981
| HP - Non-Ducted < 3 stars (< 2.25) | 2.7331 | 2.3537 | 1.3781 | 1.2718 | 1.2468 | 1.9166 | 1.7196 | 0.94172
| HP - Non-Ducted < 4.5 stars (< 3) | 2.6881 | 2.3087 | 1.333 | 1.2268 | 1.2018 | 1.8715 | 1.6746 | 0.89668
| HP - Non-Ducted < 6 stars (< 3.75) | 2.6205 | 2.2411 | 1.2655 | 1.1592 | 1.1342 | 1.804 | 1.607 | 0.82912
| HP - Non-Ducted ≥ 6 stars (≥ 3.75) | 2.5529 | 2.1736 | 1.1979 | 1.0917 | 1.0666 | 1.7364 | 1.5395 | 0.76156
| Other or None Specified | 2.8285 | 2.4534 | 1.4768 | 1.3688 | 1.3379 | 2.0146 | 1.8188 | 1.0369
NCC Climate Zone |  | 4 | OTHER HEATING TYPES |  |  |  |  | State | VIC
Col 1 | Col 2 | Col 3 | Col 4 | Col 5 | Col 6 | Col 7 | Col 8 | Col 9 | Col 10
Main Type of Heater | Main type of Cooler | Electric Storage (peak) | Electric Storage (off peak) | Heat Pump (Standard) | Heat Pump (off-peak) | Solar electric (Standard) | Gas storage | Gas Instantaneous | Solar Gas
Electric - Resistance (Panel) | Evaporative | 3.441 | 3.1154 | 2.0482 | 1.9671 | 1.922 | 2.6577 | 2.4458 | 1.5874
| HP - Ducted < 3 stars (< 2.25) | 4.0577 | 3.743 | 2.6792 | 2.6085 | 2.5518 | 3.2943 | 3.0829 | 2.2243
| HP - Ducted < 4.5 stars (< 3) | 4.0034 | 3.6887 | 2.6249 | 2.5542 | 2.4975 | 3.24 | 3.0286 | 2.17
0 | HP - Ducted < 6 stars (< 3.75) | 3.9221 | 3.6073 | 2.5435 | 2.4728 | 2.4162 | 3.1586 | 2.9472 | 2.0886
| HP - Ducted ≥ 6 stars (≥ 3.75) | 3.8407 | 3.5259 | 2.4621 | 2.3914 | 2.3348 | 3.0773 | 2.8658 | 2.0072
| HP - Non-Ducted < 3 stars (< 2.25) | 3.941 | 3.6215 | 2.5599 | 2.4869 | 2.4318 | 3.1729 | 2.9607 | 2.1005
| HP - Non-Ducted < 4.5 stars (< 3) | 3.8959 | 3.5764 | 2.5149 | 2.4419 | 2.3867 | 3.1279 | 2.9156 | 2.0554
| HP - Non-Ducted < 6 stars (< 3.75) | 3.8284 | 3.5088 | 2.4473 | 2.3743 | 2.3192 | 3.0603 | 2.8481 | 1.9879
| HP - Non-Ducted ≥ 6 stars (≥ 3.75) | 3.7608 | 3.4413 | 2.3798 | 2.3068 | 2.2516 | 2.9928 | 2.7805 | 1.9203
| Other or None Specified | 4.0577 | 3.743 | 2.6792 | 2.6085 | 2.5518 | 3.2943 | 3.0829 | 2.2243
Wood Heater | Evaporative | 2.6838 | 2.3103 | 1.3119 | 1.2069 | 1.1823 | 1.865 | 1.6606 | 0.85711
| HP - Ducted < 3 stars (< 2.25) | 3.2991 | 2.9573 | 1.9391 | 1.8536 | 1.8091 | 2.516 | 2.3091 | 1.4876
| HP - Ducted < 4.5 stars (< 3) | 3.2448 | 2.903 | 1.8848 | 1.7993 | 1.7549 | 2.4617 | 2.2549 | 1.4333
0 | HP - Ducted < 6 stars (< 3.75) | 3.1634 | 2.8216 | 1.8034 | 1.7179 | 1.6735 | 2.3803 | 2.1735 | 1.3519
| HP - Ducted ≥ 6 stars (≥ 3.75) | 3.082 | 2.7402 | 1.722 | 1.6365 | 1.5921 | 2.2989 | 2.0921 | 1.2705
| HP - Non-Ducted < 3 stars (< 2.25) | 3.1829 | 2.8329 | 1.8205 | 1.7289 | 1.6873 | 2.3915 | 2.1831 | 1.3645
| HP - Non-Ducted < 4.5 stars (< 3) | 3.1378 | 2.7879 | 1.7754 | 1.6839 | 1.6422 | 2.3465 | 2.138 | 1.3195
| HP - Non-Ducted < 6 stars (< 3.75) | 3.0703 | 2.7203 | 1.7079 | 1.6163 | 1.5747 | 2.2789 | 2.0705 | 1.2519
| HP - Non-Ducted ≥ 6 stars (≥ 3.75) | 3.0027 | 2.6528 | 1.6403 | 1.5488 | 1.5071 | 2.2114 | 2.0029 | 1.1843
| Other or None Specified | 3.2991 | 2.9573 | 1.9391 | 1.8536 | 1.8091 | 2.516 | 2.3091 | 1.4876
Electric - Resistance (Slab) | Evaporative | 3.5557 | 3.2607 | 2.1582 | 2.0876 | 2.028 | 2.7946 | 2.5764 | 1.6977
| HP - Ducted < 3 stars (< 2.25) | 4.1761 | 3.8917 | 2.7959 | 2.7366 | 2.6669 | 3.4359 | 3.2207 | 2.3456
| HP - Ducted < 4.5 stars (< 3) | 4.1218 | 3.8375 | 2.7416 | 2.6824 | 2.6127 | 3.3817 | 3.1665 | 2.2914
0 | HP - Ducted < 6 stars (< 3.75) | 4.0404 | 3.7561 | 2.6602 | 2.601 | 2.5313 | 3.3003 | 3.0851 | 2.21
| HP - Ducted ≥ 6 stars (≥ 3.75) | 3.959 | 3.6747 | 2.5788 | 2.5196 | 2.4499 | 3.2189 | 3.0037 | 2.1286
| HP - Non-Ducted < 3 stars (< 2.25) | 4.0581 | 3.7695 | 2.6751 | 2.6144 | 2.5463 | 3.3137 | 3.0977 | 2.2202
| HP - Non-Ducted < 4.5 stars (< 3) | 4.0131 | 3.7244 | 2.6301 | 2.5694 | 2.5013 | 3.2687 | 3.0527 | 2.1752
| HP - Non-Ducted < 6 stars (< 3.75) | 3.9455 | 3.6569 | 2.5625 | 2.5018 | 2.4337 | 3.2011 | 2.9851 | 2.1076
| HP - Non-Ducted ≥ 6 stars (≥ 3.75) | 3.878 | 3.5893 | 2.495 | 2.4343 | 2.3662 | 3.1336 | 2.9175 | 2.0401
| Other or None Specified | 4.1761 | 3.8917 | 2.7959 | 2.7366 | 2.6669 | 3.4359 | 3.2207 | 2.3456
Other or None Specified | Evaporative | 2.5591 | 2.1563 | 1.2036 | 1.0855 | 1.0699 | 1.7227 | 1.5209 | 0.73885
| HP - Ducted < 3 stars (< 2.25) | 3.0251 | 2.6531 | 1.6706 | 1.5657 | 1.5333 | 2.2137 | 2.0151 | 1.2267
| HP - Ducted < 4.5 stars (< 3) | 2.9708 | 2.5988 | 1.6164 | 1.5114 | 1.479 | 2.1595 | 1.9608 | 1.1725
0 | HP - Ducted < 6 stars (< 3.75) | 2.8894 | 2.5174 | 1.535 | 1.43 | 1.3977 | 2.0781 | 1.8794 | 1.0911
| HP - Ducted ≥ 6 stars (≥ 3.75) | 2.808 | 2.436 | 1.4536 | 1.3486 | 1.3163 | 1.9967 | 1.798 | 1.0097
| HP - Non-Ducted < 3 stars (< 2.25) | 2.93 | 2.5539 | 1.5725 | 1.4629 | 1.4353 | 2.1136 | 1.9166 | 1.1321
| HP - Non-Ducted < 4.5 stars (< 3) | 2.885 | 2.5088 | 1.5275 | 1.4179 | 1.3902 | 2.0686 | 1.8716 | 1.0871
| HP - Non-Ducted < 6 stars (< 3.75) | 2.8174 | 2.4413 | 1.4599 | 1.3503 | 1.3227 | 2.001 | 1.804 | 1.0195
| HP - Non-Ducted ≥ 6 stars (≥ 3.75) | 2.7499 | 2.3737 | 1.3924 | 1.2827 | 1.2551 | 1.9335 | 1.7365 | 0.95198
| Other or None Specified | 3.0251 | 2.6531 | 1.6706 | 1.5657 | 1.5333 | 2.2137 | 2.0151 | 1.2267
Swimming Pool Pump
| Star | MJ PV/1000L | kW PV/1000L | kW PV / 40,000
| 1 | 237.8123 | 0.043613 | 1.7445 |  | Note: For Option 2 Need to select a base case (eg, 5 Stars)
| 1.5 | 200.7839 | 0.036823 | 1.4729 |  | Requirement = difference between 5 stars and selected star rating
| 2 | 174.5118 | 0.032004 | 1.2802
| 2.5 | 154.1336 | 0.028267 | 1.1307
| 3 | 137.4833 | 0.025214 | 1.0085
| 3.5 | 123.4058 | 0.022632 | 0.90528
| 4 | 111.2113 | 0.020395 | 0.81582
| 4.5 | 100.4549 | 0.018423 | 0.73691
| 5 | 90.833 | 0.016658 | 0.66633
| 5.5 | 82.129 | 0.015062 | 0.60248
| 6 | 74.1828 | 0.013605 | 0.54419
| 6.5 | 66.873 | 0.012264 | 0.49056
| 7 | 60.1053 | 0.011023 | 0.44092
| 7.5 | 53.8046 | 0.0098674 | 0.3947
| 8 | 47.9107 | 0.0087865 | 0.35146
| 8.5 | 42.3743 | 0.0077712 | 0.31085
| 9 | 37.1544 | 0.0068139 | 0.27256
| 9.5 | 32.2168 | 0.0059084 | 0.23633
| 10 | 27.5325 | 0.0050493 | 0.20197
| Spa Pump |  |  |  |  | Note: For Option 2 Need to select a base case (eg, 50% of ZNSC)
| Star | MJ PV/100 L | kW PV/100L | kW PV/4000L |  | Requirement = % * Reuirement for ZNSC
| Any | 282.4009 | 0.051791 | 2.0716

## 4-SA (hidden)
NCC Climate Zone |  | 4 | GAS HEATING TYPES |  |  |  |  | State | SA
Col 1 | Col 2 | Col 3 | Col 4 | Col 5 | Col 6 | Col 7 | Col 8 | Col 9 | Col 10
Main Type of Heater | Main type of Cooler | Electric Storage (peak) | Electric Storage (off peak) | Heat Pump (Standard) | Heat Pump (off-peak) | Solar electric (Standard) | Gas storage | Gas Instantaneous | Solar Gas
Gas - Ducted | Evaporative | 4.0958 | 3.3136 | 2.297 | 2.072 | 2.1471 | 3.8801 | 3.4199 | 1.7757
(includes Hydronic) | HP - Ducted < 3 stars (< 2.25) | 4.7037 | 3.9454 | 2.928 | 2.7224 | 2.7785 | 4.489 | 4.0493 | 2.4147
< 3Stars | HP - Ducted < 4.5 stars (< 3) | 4.6343 | 3.8759 | 2.8585 | 2.6529 | 2.709 | 4.4195 | 3.9798 | 2.3452
0 | HP - Ducted < 6 stars (< 3.75) | 4.53 | 3.7717 | 2.7543 | 2.5487 | 2.6048 | 4.3153 | 3.8756 | 2.241
| HP - Ducted ≥ 6 stars (≥ 3.75) | 4.4258 | 3.6675 | 2.6501 | 2.4445 | 2.5006 | 4.2111 | 3.7713 | 2.1368
| HP - Non-Ducted < 3 stars (< 2.25) | 4.5781 | 3.8139 | 2.8028 | 2.5903 | 2.6513 | 4.3582 | 3.9182 | 2.2811
| HP - Non-Ducted < 4.5 stars (< 3) | 4.5205 | 3.7563 | 2.7452 | 2.5327 | 2.5938 | 4.3007 | 3.8607 | 2.2235
| HP - Non-Ducted < 6 stars (< 3.75) | 4.4342 | 3.67 | 2.6589 | 2.4464 | 2.5074 | 4.2143 | 3.7743 | 2.1372
| HP - Non-Ducted ≥ 6 stars (≥ 3.75) | 4.3478 | 3.5836 | 2.5726 | 2.36 | 2.4211 | 4.128 | 3.688 | 2.0509
| Other or None Specified | 4.7037 | 3.9454 | 2.928 | 2.7224 | 2.7785 | 4.489 | 4.0493 | 2.4147
Gas - Ducted | Evaporative | 3.9394 | 3.1573 | 2.1407 | 1.9157 | 1.9907 | 3.7237 | 3.2636 | 1.6193
(includes Hydronic) | HP - Ducted < 3 stars (< 2.25) | 4.5474 | 3.789 | 2.7716 | 2.566 | 2.6222 | 4.3327 | 3.8929 | 2.2583
< 4.5Stars | HP - Ducted < 4.5 stars (< 3) | 4.4779 | 3.7196 | 2.7021 | 2.4966 | 2.5527 | 4.2632 | 3.8234 | 2.1889
0 | HP - Ducted < 6 stars (< 3.75) | 4.3737 | 3.6154 | 2.5979 | 2.3923 | 2.4485 | 4.159 | 3.7192 | 2.0846
| HP - Ducted ≥ 6 stars (≥ 3.75) | 4.2695 | 3.5111 | 2.4937 | 2.2881 | 2.3443 | 4.0548 | 3.615 | 1.9804
| HP - Non-Ducted < 3 stars (< 2.25) | 4.4217 | 3.6575 | 2.6464 | 2.4339 | 2.495 | 4.2019 | 3.7619 | 2.1247
| HP - Non-Ducted < 4.5 stars (< 3) | 4.3642 | 3.5999 | 2.5889 | 2.3764 | 2.4374 | 4.1443 | 3.7043 | 2.0672
| HP - Non-Ducted < 6 stars (< 3.75) | 4.2778 | 3.5136 | 2.5025 | 2.29 | 2.3511 | 4.058 | 3.618 | 1.9808
| HP - Non-Ducted ≥ 6 stars (≥ 3.75) | 4.1915 | 3.4273 | 2.4162 | 2.2037 | 2.2647 | 3.9716 | 3.5316 | 1.8945
| Other or None Specified | 4.5474 | 3.789 | 2.7716 | 2.566 | 2.6222 | 4.3327 | 3.8929 | 2.2583
Gas - Ducted | Evaporative | 3.7049 | 2.9227 | 1.9061 | 1.6811 | 1.7562 | 3.4892 | 3.029 | 1.3848
(includes Hydronic) | HP - Ducted < 3 stars (< 2.25) | 4.3128 | 3.5545 | 2.5371 | 2.3315 | 2.3876 | 4.0981 | 3.6583 | 2.0238
< 6Stars | HP - Ducted < 4.5 stars (< 3) | 4.2434 | 3.485 | 2.4676 | 2.262 | 2.3181 | 4.0286 | 3.5889 | 1.9543
0 | HP - Ducted < 6 stars (< 3.75) | 4.1391 | 3.3808 | 2.3634 | 2.1578 | 2.2139 | 3.9244 | 3.4847 | 1.8501
| HP - Ducted ≥ 6 stars (≥ 3.75) | 4.0349 | 3.2766 | 2.2592 | 2.0536 | 2.1097 | 3.8202 | 3.3804 | 1.7459
| HP - Non-Ducted < 3 stars (< 2.25) | 4.1872 | 3.423 | 2.4119 | 2.1994 | 2.2604 | 3.9673 | 3.5273 | 1.8902
| HP - Non-Ducted < 4.5 stars (< 3) | 4.1296 | 3.3654 | 2.3543 | 2.1418 | 2.2029 | 3.9098 | 3.4698 | 1.8326
| HP - Non-Ducted < 6 stars (< 3.75) | 4.0433 | 3.2791 | 2.268 | 2.0555 | 2.1165 | 3.8234 | 3.3834 | 1.7463
| HP - Non-Ducted ≥ 6 stars (≥ 3.75) | 3.9569 | 3.1927 | 2.1817 | 1.9691 | 2.0302 | 3.7371 | 3.2971 | 1.66
| Other or None Specified | 4.3128 | 3.5545 | 2.5371 | 2.3315 | 2.3876 | 4.0981 | 3.6583 | 2.0238
Gas - Ducted | Evaporative | 3.4704 | 2.6882 | 1.6716 | 1.4466 | 1.5216 | 3.2547 | 2.7945 | 1.1502
(includes Hydronic) | HP - Ducted < 3 stars (< 2.25) | 4.0783 | 3.32 | 2.3025 | 2.097 | 2.1531 | 3.8636 | 3.4238 | 1.7892
≥ 6Stars | HP - Ducted < 4.5 stars (< 3) | 4.0088 | 3.2505 | 2.2331 | 2.0275 | 2.0836 | 3.7941 | 3.3543 | 1.7198
0 | HP - Ducted < 6 stars (< 3.75) | 3.9046 | 3.1463 | 2.1288 | 1.9233 | 1.9794 | 3.6899 | 3.2501 | 1.6156
| HP - Ducted ≥ 6 stars (≥ 3.75) | 3.8004 | 3.0421 | 2.0246 | 1.819 | 1.8752 | 3.5857 | 3.1459 | 1.5113
| HP - Non-Ducted < 3 stars (< 2.25) | 3.9526 | 3.1884 | 2.1774 | 1.9648 | 2.0259 | 3.7328 | 3.2928 | 1.6556
| HP - Non-Ducted < 4.5 stars (< 3) | 3.8951 | 3.1309 | 2.1198 | 1.9073 | 1.9683 | 3.6752 | 3.2352 | 1.5981
| HP - Non-Ducted < 6 stars (< 3.75) | 3.8087 | 3.0445 | 2.0335 | 1.8209 | 1.882 | 3.5889 | 3.1489 | 1.5117
| HP - Non-Ducted ≥ 6 stars (≥ 3.75) | 3.7224 | 2.9582 | 1.9471 | 1.7346 | 1.7957 | 3.5025 | 3.0625 | 1.4254
| Other or None Specified | 4.0783 | 3.32 | 2.3025 | 2.097 | 2.1531 | 3.8636 | 3.4238 | 1.7892
Gas - Non Ducted | Evaporative | 3.6939 | 2.8804 | 1.9226 | 1.6792 | 1.7705 | 3.4376 | 2.9876 | 1.3939
| HP - Ducted < 3 stars (< 2.25) | 4.3014 | 3.5249 | 2.5433 | 2.3211 | 2.3887 | 4.0645 | 3.6274 | 2.033
< 3Stars | HP - Ducted < 4.5 stars (< 3) | 4.2319 | 3.4555 | 2.4739 | 2.2516 | 2.3192 | 3.995 | 3.5579 | 1.9636
0 | HP - Ducted < 6 stars (< 3.75) | 4.1277 | 3.3513 | 2.3696 | 2.1474 | 2.215 | 3.8908 | 3.4537 | 1.8593
| HP - Ducted ≥ 6 stars (≥ 3.75) | 4.0235 | 3.247 | 2.2654 | 2.0432 | 2.1108 | 3.7866 | 3.3495 | 1.7551
| HP - Non-Ducted < 3 stars (< 2.25) | 4.1774 | 3.3939 | 2.4147 | 2.1887 | 2.2579 | 3.9337 | 3.4964 | 1.9039
| HP - Non-Ducted < 4.5 stars (< 3) | 4.1198 | 3.3364 | 2.3571 | 2.1312 | 2.2004 | 3.8761 | 3.4389 | 1.8463
| HP - Non-Ducted < 6 stars (< 3.75) | 4.0335 | 3.25 | 2.2708 | 2.0448 | 2.114 | 3.7898 | 3.3525 | 1.76
| HP - Non-Ducted ≥ 6 stars (≥ 3.75) | 3.9472 | 3.1637 | 2.1845 | 1.9585 | 2.0277 | 3.7035 | 3.2662 | 1.6736
| Other or None Specified | 4.3014 | 3.5249 | 2.5433 | 2.3211 | 2.3887 | 4.0645 | 3.6274 | 2.033
Gas - Non Ducted | Evaporative | 3.6152 | 2.8016 | 1.8438 | 1.6004 | 1.6918 | 3.3588 | 2.9089 | 1.3152
| HP - Ducted < 3 stars (< 2.25) | 4.2227 | 3.4462 | 2.4646 | 2.2423 | 2.3099 | 3.9857 | 3.5486 | 1.9543
< 4.5Stars | HP - Ducted < 4.5 stars (< 3) | 4.1532 | 3.3767 | 2.3951 | 2.1729 | 2.2404 | 3.9163 | 3.4791 | 1.8848
0 | HP - Ducted < 6 stars (< 3.75) | 4.049 | 3.2725 | 2.2909 | 2.0686 | 2.1362 | 3.812 | 3.3749 | 1.7806
| HP - Ducted ≥ 6 stars (≥ 3.75) | 3.9448 | 3.1683 | 2.1867 | 1.9644 | 2.032 | 3.7078 | 3.2707 | 1.6764
| HP - Non-Ducted < 3 stars (< 2.25) | 4.0986 | 3.3152 | 2.3359 | 2.11 | 2.1792 | 3.8549 | 3.4177 | 1.8251
| HP - Non-Ducted < 4.5 stars (< 3) | 4.0411 | 3.2576 | 2.2784 | 2.0524 | 2.1216 | 3.7974 | 3.3601 | 1.7675
| HP - Non-Ducted < 6 stars (< 3.75) | 3.9547 | 3.1713 | 2.192 | 1.9661 | 2.0353 | 3.711 | 3.2738 | 1.6812
| HP - Non-Ducted ≥ 6 stars (≥ 3.75) | 3.8684 | 3.085 | 2.1057 | 1.8798 | 1.9489 | 3.6247 | 3.1874 | 1.5949
| Other or None Specified | 4.2227 | 3.4462 | 2.4646 | 2.2423 | 2.3099 | 3.9857 | 3.5486 | 1.9543
Gas - Non Ducted | Evaporative | 3.4971 | 2.6835 | 1.7257 | 1.4823 | 1.5737 | 3.2407 | 2.7908 | 1.1971
| HP - Ducted < 3 stars (< 2.25) | 4.1045 | 3.3281 | 2.3465 | 2.1242 | 2.1918 | 3.8676 | 3.4305 | 1.8362
< 6Stars | HP - Ducted < 4.5 stars (< 3) | 4.0351 | 3.2586 | 2.277 | 2.0547 | 2.1223 | 3.7981 | 3.361 | 1.7667
0 | HP - Ducted < 6 stars (< 3.75) | 3.9309 | 3.1544 | 2.1728 | 1.9505 | 2.0181 | 3.6939 | 3.2568 | 1.6625
| HP - Ducted ≥ 6 stars (≥ 3.75) | 3.8266 | 3.0502 | 2.0686 | 1.8463 | 1.9139 | 3.5897 | 3.1526 | 1.5583
| HP - Non-Ducted < 3 stars (< 2.25) | 3.9805 | 3.1971 | 2.2178 | 1.9919 | 2.0611 | 3.7368 | 3.2995 | 1.707
| HP - Non-Ducted < 4.5 stars (< 3) | 3.923 | 3.1395 | 2.1603 | 1.9343 | 2.0035 | 3.6793 | 3.242 | 1.6494
| HP - Non-Ducted < 6 stars (< 3.75) | 3.8366 | 3.0532 | 2.0739 | 1.848 | 1.9172 | 3.5929 | 3.1556 | 1.5631
| HP - Non-Ducted ≥ 6 stars (≥ 3.75) | 3.7503 | 2.9668 | 1.9876 | 1.7616 | 1.8308 | 3.5066 | 3.0693 | 1.4767
| Other or None Specified | 4.1045 | 3.3281 | 2.3465 | 2.1242 | 2.1918 | 3.8676 | 3.4305 | 1.8362
Gas - Non Ducted | Evaporative | 3.379 | 2.5654 | 1.6076 | 1.3642 | 1.4555 | 3.1226 | 2.6726 | 1.0789
| HP - Ducted < 3 stars (< 2.25) | 3.9864 | 3.21 | 2.2283 | 2.0061 | 2.0737 | 3.7495 | 3.3124 | 1.718
≥ 6Stars | HP - Ducted < 4.5 stars (< 3) | 3.9169 | 3.1405 | 2.1589 | 1.9366 | 2.0042 | 3.68 | 3.2429 | 1.6486
0 | HP - Ducted < 6 stars (< 3.75) | 3.8127 | 3.0363 | 2.0546 | 1.8324 | 1.9 | 3.5758 | 3.1387 | 1.5443
| HP - Ducted ≥ 6 stars (≥ 3.75) | 3.7085 | 2.932 | 1.9504 | 1.7282 | 1.7958 | 3.4716 | 3.0345 | 1.4401
| HP - Non-Ducted < 3 stars (< 2.25) | 3.8624 | 3.0789 | 2.0997 | 1.8737 | 1.9429 | 3.6187 | 3.1814 | 1.5889
| HP - Non-Ducted < 4.5 stars (< 3) | 3.8048 | 3.0214 | 2.0421 | 1.8162 | 1.8854 | 3.5611 | 3.1239 | 1.5313
| HP - Non-Ducted < 6 stars (< 3.75) | 3.7185 | 2.935 | 1.9558 | 1.7298 | 1.799 | 3.4748 | 3.0375 | 1.445
| HP - Non-Ducted ≥ 6 stars (≥ 3.75) | 3.6322 | 2.8487 | 1.8695 | 1.6435 | 1.7127 | 3.3885 | 2.9512 | 1.3586
| Other or None Specified | 3.9864 | 3.21 | 2.2283 | 2.0061 | 2.0737 | 3.7495 | 3.3124 | 1.718
NCC Climate Zone |  | 4 | HEAT PUMP HEATING TYPES |  |  |  |  | State | SA
Col 1 | Col 2 | Col 3 | Col 4 | Col 5 | Col 6 | Col 7 | Col 8 | Col 9 | Col 10
Main Type of Heater | Main type of Cooler | Electric Storage (peak) | Electric Storage (off peak) | Heat Pump (Standard) | Heat Pump (off-peak) | Solar electric (Standard) | Gas storage | Gas Instantaneous | Solar Gas
Heat Pump - Ducted | Evaporative | 3.0947 | 2.2063 | 1.3765 | 1.1229 | 1.2334 | 2.732 | 2.3108 | 0.87687
| HP - Ducted < 3 stars (< 2.25) | 3.6903 | 2.8548 | 1.9771 | 1.7345 | 1.8265 | 3.3768 | 2.9544 | 1.4712
< 3 Stars (< 2.25) | HP - Ducted < 4.5 stars (< 3) | 3.6209 | 2.7853 | 1.9076 | 1.665 | 1.757 | 3.3073 | 2.8849 | 1.4017
0 | HP - Ducted < 6 stars (< 3.75) | 3.5167 | 2.6811 | 1.8034 | 1.5608 | 1.6528 | 3.2031 | 2.7807 | 1.2975
| HP - Ducted ≥ 6 stars (≥ 3.75) | 3.4124 | 2.5769 | 1.6992 | 1.4566 | 1.5486 | 3.0989 | 2.6765 | 1.1933
| HP - Non-Ducted < 3 stars (< 2.25) | 3.5685 | 2.7243 | 1.8561 | 1.6017 | 1.7006 | 3.246 | 2.8252 | 1.3555
| HP - Non-Ducted < 4.5 stars (< 3) | 3.5109 | 2.6667 | 1.7985 | 1.5441 | 1.6431 | 3.1884 | 2.7676 | 1.2979
| HP - Non-Ducted < 6 stars (< 3.75) | 3.4246 | 2.5804 | 1.7122 | 1.4578 | 1.5567 | 3.1021 | 2.6813 | 1.2116
| HP - Non-Ducted ≥ 6 stars (≥ 3.75) | 3.3383 | 2.4941 | 1.6258 | 1.3715 | 1.4704 | 3.0157 | 2.595 | 1.1252
| Other or None Specified | 3.6903 | 2.8548 | 1.9771 | 1.7345 | 1.8265 | 3.3768 | 2.9544 | 1.4712
Heat Pump - Ducted | Evaporative | 3.0438 | 2.1555 | 1.3257 | 1.0721 | 1.1826 | 2.6812 | 2.26 | 0.82605
| HP - Ducted < 3 stars (< 2.25) | 3.6395 | 2.804 | 1.9263 | 1.6837 | 1.7757 | 3.326 | 2.9035 | 1.4204
< 4.5 Stars (< 3.0) | HP - Ducted < 4.5 stars (< 3) | 3.5701 | 2.7345 | 1.8568 | 1.6142 | 1.7062 | 3.2565 | 2.8341 | 1.3509
0 | HP - Ducted < 6 stars (< 3.75) | 3.4658 | 2.6303 | 1.7526 | 1.51 | 1.602 | 3.1523 | 2.7299 | 1.2467
| HP - Ducted ≥ 6 stars (≥ 3.75) | 3.3616 | 2.5261 | 1.6484 | 1.4058 | 1.4978 | 3.0481 | 2.6256 | 1.1425
| HP - Non-Ducted < 3 stars (< 2.25) | 3.5177 | 2.6735 | 1.8052 | 1.5509 | 1.6498 | 3.1952 | 2.7744 | 1.3047
| HP - Non-Ducted < 4.5 stars (< 3) | 3.4601 | 2.6159 | 1.7477 | 1.4933 | 1.5923 | 3.1376 | 2.7168 | 1.2471
| HP - Non-Ducted < 6 stars (< 3.75) | 3.3738 | 2.5296 | 1.6614 | 1.407 | 1.5059 | 3.0513 | 2.6305 | 1.1608
| HP - Non-Ducted ≥ 6 stars (≥ 3.75) | 3.2874 | 2.4432 | 1.575 | 1.3207 | 1.4196 | 2.9649 | 2.5441 | 1.0744
| Other or None Specified | 3.6395 | 2.804 | 1.9263 | 1.6837 | 1.7757 | 3.326 | 2.9035 | 1.4204
Heat Pump - Ducted | Evaporative | 2.9676 | 2.0793 | 1.2495 | 0.99584 | 1.1064 | 2.605 | 2.1838 | 0.74984
| HP - Ducted < 3 stars (< 2.25) | 3.5633 | 2.7278 | 1.8501 | 1.6075 | 1.6994 | 3.2498 | 2.8273 | 1.3442
< 6 Stars (< 3.75) | HP - Ducted < 4.5 stars (< 3) | 3.4938 | 2.6583 | 1.7806 | 1.538 | 1.63 | 3.1803 | 2.7579 | 1.2747
0 | HP - Ducted < 6 stars (< 3.75) | 3.3896 | 2.5541 | 1.6764 | 1.4338 | 1.5258 | 3.0761 | 2.6536 | 1.1705
| HP - Ducted ≥ 6 stars (≥ 3.75) | 3.2854 | 2.4499 | 1.5722 | 1.3296 | 1.4215 | 2.9718 | 2.5494 | 1.0663
| HP - Non-Ducted < 3 stars (< 2.25) | 3.4415 | 2.5973 | 1.729 | 1.4747 | 1.5736 | 3.119 | 2.6982 | 1.2284
| HP - Non-Ducted < 4.5 stars (< 3) | 3.3839 | 2.5397 | 1.6715 | 1.4171 | 1.516 | 3.0614 | 2.6406 | 1.1709
| HP - Non-Ducted < 6 stars (< 3.75) | 3.2976 | 2.4534 | 1.5851 | 1.3308 | 1.4297 | 2.9751 | 2.5543 | 1.0845
| HP - Non-Ducted ≥ 6 stars (≥ 3.75) | 3.2112 | 2.367 | 1.4988 | 1.2444 | 1.3434 | 2.8887 | 2.4679 | 0.9982
| Other or None Specified | 3.5633 | 2.7278 | 1.8501 | 1.6075 | 1.6994 | 3.2498 | 2.8273 | 1.3442
Heat Pump - Ducted | Evaporative | 2.8914 | 2.0031 | 1.1733 | 0.91962 | 1.0302 | 2.5287 | 2.1076 | 0.67362
| HP - Ducted < 3 stars (< 2.25) | 3.4871 | 2.6515 | 1.7739 | 1.5312 | 1.6232 | 3.1735 | 2.7511 | 1.268
≥ 6 Stars (≥ 3.75) | HP - Ducted < 4.5 stars (< 3) | 3.4176 | 2.5821 | 1.7044 | 1.4618 | 1.5537 | 3.1041 | 2.6816 | 1.1985
0 | HP - Ducted < 6 stars (< 3.75) | 3.3134 | 2.4778 | 1.6002 | 1.3576 | 1.4495 | 2.9998 | 2.5774 | 1.0943
| HP - Ducted ≥ 6 stars (≥ 3.75) | 3.2092 | 2.3736 | 1.496 | 1.2533 | 1.3453 | 2.8956 | 2.4732 | 0.99007
| HP - Non-Ducted < 3 stars (< 2.25) | 3.3652 | 2.521 | 1.6528 | 1.3984 | 1.4974 | 3.0427 | 2.6219 | 1.1522
| HP - Non-Ducted < 4.5 stars (< 3) | 3.3077 | 2.4635 | 1.5953 | 1.3409 | 1.4398 | 2.9852 | 2.5644 | 1.0947
| HP - Non-Ducted < 6 stars (< 3.75) | 3.2213 | 2.3771 | 1.5089 | 1.2546 | 1.3535 | 2.8988 | 2.478 | 1.0083
| HP - Non-Ducted ≥ 6 stars (≥ 3.75) | 3.135 | 2.2908 | 1.4226 | 1.1682 | 1.2671 | 2.8125 | 2.3917 | 0.92199
| Other or None Specified | 3.4871 | 2.6515 | 1.7739 | 1.5312 | 1.6232 | 3.1735 | 2.7511 | 1.268
Heat Pump - Non Ducted | Evaporative | 3.0015 | 2.1054 | 1.3007 | 1.0382 | 1.1536 | 2.6299 | 2.2082 | 0.79225
| HP - Ducted < 3 stars (< 2.25) | 3.5958 | 2.7562 | 1.8926 | 1.6434 | 1.7389 | 3.2755 | 2.8562 | 1.3933
< 3 Stars (< 2.25) | HP - Ducted < 4.5 stars (< 3) | 3.5263 | 2.6867 | 1.8231 | 1.5739 | 1.6694 | 3.2061 | 2.7867 | 1.3238
0 | HP - Ducted < 6 stars (< 3.75) | 3.4221 | 2.5825 | 1.7189 | 1.4697 | 1.5652 | 3.1018 | 2.6825 | 1.2196
| HP - Ducted ≥ 6 stars (≥ 3.75) | 3.3179 | 2.4783 | 1.6147 | 1.3655 | 1.461 | 2.9976 | 2.5783 | 1.1154
| HP - Non-Ducted < 3 stars (< 2.25) | 3.4759 | 2.6254 | 1.7703 | 1.5116 | 1.6116 | 3.1442 | 2.7258 | 1.278
| HP - Non-Ducted < 4.5 stars (< 3) | 3.4184 | 2.5678 | 1.7127 | 1.454 | 1.5541 | 3.0866 | 2.6682 | 1.2204
| HP - Non-Ducted < 6 stars (< 3.75) | 3.332 | 2.4815 | 1.6264 | 1.3677 | 1.4677 | 3.0003 | 2.5819 | 1.1341
| HP - Non-Ducted ≥ 6 stars (≥ 3.75) | 3.2457 | 2.3951 | 1.54 | 1.2814 | 1.3814 | 2.914 | 2.4956 | 1.0477
| Other or None Specified | 3.5958 | 2.7562 | 1.8926 | 1.6434 | 1.7389 | 3.2755 | 2.8562 | 1.3933
Heat Pump - Non Ducted | Evaporative | 2.9587 | 2.0626 | 1.2579 | 0.99545 | 1.1108 | 2.5872 | 2.1654 | 0.74948
| HP - Ducted < 3 stars (< 2.25) | 3.553 | 2.7134 | 1.8498 | 1.6006 | 1.6961 | 3.2328 | 2.8134 | 1.3505
< 4.5 Stars (< 3.0) | HP - Ducted < 4.5 stars (< 3) | 3.4835 | 2.6439 | 1.7803 | 1.5312 | 1.6266 | 3.1633 | 2.7439 | 1.281
0 | HP - Ducted < 6 stars (< 3.75) | 3.3793 | 2.5397 | 1.6761 | 1.427 | 1.5224 | 3.0591 | 2.6397 | 1.1768
| HP - Ducted ≥ 6 stars (≥ 3.75) | 3.2751 | 2.4355 | 1.5719 | 1.3227 | 1.4182 | 2.9549 | 2.5355 | 1.0726
| HP - Non-Ducted < 3 stars (< 2.25) | 3.4331 | 2.5826 | 1.7275 | 1.4688 | 1.5689 | 3.1014 | 2.683 | 1.2352
| HP - Non-Ducted < 4.5 stars (< 3) | 3.3756 | 2.525 | 1.6699 | 1.4113 | 1.5113 | 3.0438 | 2.6255 | 1.1776
| HP - Non-Ducted < 6 stars (< 3.75) | 3.2892 | 2.4387 | 1.5836 | 1.3249 | 1.425 | 2.9575 | 2.5391 | 1.0913
| HP - Non-Ducted ≥ 6 stars (≥ 3.75) | 3.2029 | 2.3524 | 1.4973 | 1.2386 | 1.3386 | 2.8712 | 2.4528 | 1.005
| Other or None Specified | 3.553 | 2.7134 | 1.8498 | 1.6006 | 1.6961 | 3.2328 | 2.8134 | 1.3505
Heat Pump - Non Ducted | Evaporative | 2.8945 | 1.9984 | 1.1937 | 0.93128 | 1.0466 | 2.523 | 2.1012 | 0.68531
| HP - Ducted < 3 stars (< 2.25) | 3.4888 | 2.6492 | 1.7857 | 1.5365 | 1.632 | 3.1686 | 2.7492 | 1.2863
< 6 Stars (< 3.75) | HP - Ducted < 4.5 stars (< 3) | 3.4193 | 2.5798 | 1.7162 | 1.467 | 1.5625 | 3.0991 | 2.6798 | 1.2168
0 | HP - Ducted < 6 stars (< 3.75) | 3.3151 | 2.4755 | 1.612 | 1.3628 | 1.4583 | 2.9949 | 2.5755 | 1.1126
| HP - Ducted ≥ 6 stars (≥ 3.75) | 3.2109 | 2.3713 | 1.5077 | 1.2586 | 1.354 | 2.8907 | 2.4713 | 1.0084
| HP - Non-Ducted < 3 stars (< 2.25) | 3.369 | 2.5184 | 1.6633 | 1.4047 | 1.5047 | 3.0372 | 2.6189 | 1.171
| HP - Non-Ducted < 4.5 stars (< 3) | 3.3114 | 2.4609 | 1.6058 | 1.3471 | 1.4471 | 2.9797 | 2.5613 | 1.1135
| HP - Non-Ducted < 6 stars (< 3.75) | 3.2251 | 2.3745 | 1.5194 | 1.2608 | 1.3608 | 2.8933 | 2.475 | 1.0271
| HP - Non-Ducted ≥ 6 stars (≥ 3.75) | 3.1387 | 2.2882 | 1.4331 | 1.1744 | 1.2745 | 2.807 | 2.3886 | 0.94081
| Other or None Specified | 3.4888 | 2.6492 | 1.7857 | 1.5365 | 1.632 | 3.1686 | 2.7492 | 1.2863
Heat Pump - Non Ducted | Evaporative | 2.8304 | 1.9343 | 1.1295 | 0.86712 | 0.98248 | 2.4588 | 2.0371 | 0.62115
| HP - Ducted < 3 stars (< 2.25) | 3.4247 | 2.5851 | 1.7215 | 1.4723 | 1.5678 | 3.1044 | 2.6851 | 1.2222
≥ 6 Stars (≥ 3.75) | HP - Ducted < 4.5 stars (< 3) | 3.3552 | 2.5156 | 1.652 | 1.4028 | 1.4983 | 3.035 | 2.6156 | 1.1527
0 | HP - Ducted < 6 stars (< 3.75) | 3.251 | 2.4114 | 1.5478 | 1.2986 | 1.3941 | 2.9307 | 2.5114 | 1.0485
| HP - Ducted ≥ 6 stars (≥ 3.75) | 3.1468 | 2.3072 | 1.4436 | 1.1944 | 1.2899 | 2.8265 | 2.4072 | 0.94425
| HP - Non-Ducted < 3 stars (< 2.25) | 3.3048 | 2.4543 | 1.5992 | 1.3405 | 1.4405 | 2.9731 | 2.5547 | 1.1069
| HP - Non-Ducted < 4.5 stars (< 3) | 3.2472 | 2.3967 | 1.5416 | 1.2829 | 1.383 | 2.9155 | 2.4971 | 1.0493
| HP - Non-Ducted < 6 stars (< 3.75) | 3.1609 | 2.3104 | 1.4553 | 1.1966 | 1.2966 | 2.8292 | 2.4108 | 0.96298
| HP - Non-Ducted ≥ 6 stars (≥ 3.75) | 3.0746 | 2.224 | 1.3689 | 1.1103 | 1.2103 | 2.7428 | 2.3245 | 0.87664
| Other or None Specified | 3.4247 | 2.5851 | 1.7215 | 1.4723 | 1.5678 | 3.1044 | 2.6851 | 1.2222
NCC Climate Zone |  | 4 | OTHER HEATING TYPES |  |  |  |  | State | SA
Col 1 | Col 2 | Col 3 | Col 4 | Col 5 | Col 6 | Col 7 | Col 8 | Col 9 | Col 10
Main Type of Heater | Main type of Cooler | Electric Storage (peak) | Electric Storage (off peak) | Heat Pump (Standard) | Heat Pump (off-peak) | Solar electric (Standard) | Gas storage | Gas Instantaneous | Solar Gas
Electric - Resistance (Panel) | Evaporative | 4.3552 | 3.5729 | 2.5492 | 2.3274 | 2.4052 | 4.1382 | 3.6812 | 2.0185
| HP - Ducted < 3 stars (< 2.25) | 5.1354 | 4.377 | 3.365 | 3.1598 | 3.2187 | 4.9161 | 4.4813 | 2.849
| HP - Ducted < 4.5 stars (< 3) | 5.0659 | 4.3076 | 3.2955 | 3.0903 | 3.1492 | 4.8467 | 4.4119 | 2.7796
0 | HP - Ducted < 6 stars (< 3.75) | 4.9617 | 4.2033 | 3.1913 | 2.9861 | 3.045 | 4.7424 | 4.3077 | 2.6753
| HP - Ducted ≥ 6 stars (≥ 3.75) | 4.8575 | 4.0991 | 3.0871 | 2.8819 | 2.9407 | 4.6382 | 4.2034 | 2.5711
| HP - Non-Ducted < 3 stars (< 2.25) | 4.9805 | 4.2162 | 3.2085 | 2.9986 | 3.0606 | 4.7573 | 4.3209 | 2.6919
| HP - Non-Ducted < 4.5 stars (< 3) | 4.923 | 4.1586 | 3.1509 | 2.941 | 3.003 | 4.6997 | 4.2634 | 2.6343
| HP - Non-Ducted < 6 stars (< 3.75) | 4.8366 | 4.0723 | 3.0646 | 2.8547 | 2.9167 | 4.6134 | 4.1771 | 2.548
| HP - Non-Ducted ≥ 6 stars (≥ 3.75) | 4.7503 | 3.9859 | 2.9782 | 2.7683 | 2.8303 | 4.527 | 4.0907 | 2.4617
| Other or None Specified | 5.1354 | 4.377 | 3.365 | 3.1598 | 3.2187 | 4.9161 | 4.4813 | 2.849
Wood Heater | Evaporative | 3.092 | 2.2209 | 1.3613 | 1.1111 | 1.2163 | 2.7531 | 2.3255 | 0.86159
| HP - Ducted < 3 stars (< 2.25) | 3.8802 | 3.0755 | 2.1527 | 1.9339 | 2.0069 | 3.6012 | 3.1774 | 1.6637
| HP - Ducted < 4.5 stars (< 3) | 3.8107 | 3.006 | 2.0832 | 1.8644 | 1.9374 | 3.5317 | 3.1079 | 1.5942
0 | HP - Ducted < 6 stars (< 3.75) | 3.7065 | 2.9018 | 1.979 | 1.7602 | 1.8332 | 3.4275 | 3.0037 | 1.49
| HP - Ducted ≥ 6 stars (≥ 3.75) | 3.6023 | 2.7976 | 1.8748 | 1.656 | 1.729 | 3.3233 | 2.8995 | 1.3858
| HP - Non-Ducted < 3 stars (< 2.25) | 3.7272 | 2.9099 | 2.0021 | 1.7719 | 1.8539 | 3.4386 | 3.0127 | 1.4964
| HP - Non-Ducted < 4.5 stars (< 3) | 3.6697 | 2.8524 | 1.9446 | 1.7144 | 1.7963 | 3.381 | 2.9551 | 1.4388
| HP - Non-Ducted < 6 stars (< 3.75) | 3.5833 | 2.766 | 1.8582 | 1.6281 | 1.71 | 3.2947 | 2.8688 | 1.3525
| HP - Non-Ducted ≥ 6 stars (≥ 3.75) | 3.497 | 2.6797 | 1.7719 | 1.5417 | 1.6236 | 3.2084 | 2.7825 | 1.2662
| Other or None Specified | 3.8802 | 3.0755 | 2.1527 | 1.9339 | 2.0069 | 3.6012 | 3.1774 | 1.6637
Electric - Resistance (Slab) | Evaporative | 4.0003 | 3.2267 | 2.2006 | 1.9755 | 2.046 | 3.7961 | 3.3329 | 1.678
| HP - Ducted < 3 stars (< 2.25) | 4.7996 | 4.0574 | 3.0308 | 2.8276 | 2.8743 | 4.6023 | 4.1607 | 2.5237
| HP - Ducted < 4.5 stars (< 3) | 4.7301 | 3.9879 | 2.9613 | 2.7581 | 2.8048 | 4.5328 | 4.0912 | 2.4542
0 | HP - Ducted < 6 stars (< 3.75) | 4.6259 | 3.8837 | 2.8571 | 2.6539 | 2.7006 | 4.4286 | 3.987 | 2.35
| HP - Ducted ≥ 6 stars (≥ 3.75) | 4.5217 | 3.7795 | 2.7529 | 2.5497 | 2.5964 | 4.3244 | 3.8828 | 2.2458
| HP - Non-Ducted < 3 stars (< 2.25) | 4.6446 | 3.8949 | 2.8676 | 2.666 | 2.7166 | 4.4401 | 3.9985 | 2.359
| HP - Non-Ducted < 4.5 stars (< 3) | 4.587 | 3.8373 | 2.81 | 2.6084 | 2.659 | 4.3825 | 3.9409 | 2.3014
| HP - Non-Ducted < 6 stars (< 3.75) | 4.5007 | 3.751 | 2.7237 | 2.5221 | 2.5727 | 4.2962 | 3.8546 | 2.2151
| HP - Non-Ducted ≥ 6 stars (≥ 3.75) | 4.4143 | 3.6646 | 2.6374 | 2.4357 | 2.4863 | 4.2098 | 3.7683 | 2.1288
| Other or None Specified | 4.7996 | 4.0574 | 3.0308 | 2.8276 | 2.8743 | 4.6023 | 4.1607 | 2.5237
Other or None Specified | Evaporative | 3.0947 | 2.2063 | 1.3765 | 1.1229 | 1.2334 | 2.732 | 2.3108 | 0.87687
| HP - Ducted < 3 stars (< 2.25) | 3.6903 | 2.8548 | 1.9771 | 1.7345 | 1.8265 | 3.3768 | 2.9544 | 1.4712
| HP - Ducted < 4.5 stars (< 3) | 3.6209 | 2.7853 | 1.9076 | 1.665 | 1.757 | 3.3073 | 2.8849 | 1.4017
0 | HP - Ducted < 6 stars (< 3.75) | 3.5167 | 2.6811 | 1.8034 | 1.5608 | 1.6528 | 3.2031 | 2.7807 | 1.2975
| HP - Ducted ≥ 6 stars (≥ 3.75) | 3.4124 | 2.5769 | 1.6992 | 1.4566 | 1.5486 | 3.0989 | 2.6765 | 1.1933
| HP - Non-Ducted < 3 stars (< 2.25) | 3.5685 | 2.7243 | 1.8561 | 1.6017 | 1.7006 | 3.246 | 2.8252 | 1.3555
| HP - Non-Ducted < 4.5 stars (< 3) | 3.5109 | 2.6667 | 1.7985 | 1.5441 | 1.6431 | 3.1884 | 2.7676 | 1.2979
| HP - Non-Ducted < 6 stars (< 3.75) | 3.4246 | 2.5804 | 1.7122 | 1.4578 | 1.5567 | 3.1021 | 2.6813 | 1.2116
| HP - Non-Ducted ≥ 6 stars (≥ 3.75) | 3.3383 | 2.4941 | 1.6258 | 1.3715 | 1.4704 | 3.0157 | 2.595 | 1.1252
| Other or None Specified | 3.6903 | 2.8548 | 1.9771 | 1.7345 | 1.8265 | 3.3768 | 2.9544 | 1.4712
Swimming Pool Pump
| Star | MJ PV/1000L | kW PV/1000L | kW PV / 40,000
| 1 | 305.7747 | 0.056077 | 2.2431 |  | Note: For Option 2 Need to select a base case (eg, 5 Stars)
| 1.5 | 258.1216 | 0.047338 | 1.8935 |  | Requirement = difference between 5 stars and selected star rating
| 2 | 224.3111 | 0.041137 | 1.6455
| 2.5 | 198.0857 | 0.036328 | 1.4531
| 3 | 176.6579 | 0.032398 | 1.2959
| 3.5 | 158.541 | 0.029075 | 1.163
| 4 | 142.8475 | 0.026197 | 1.0479
| 4.5 | 129.0047 | 0.023659 | 0.94635
| 5 | 116.622 | 0.021388 | 0.85551
| 5.5 | 105.4205 | 0.019333 | 0.77334
| 6 | 95.1943 | 0.017458 | 0.69832
| 6.5 | 85.7871 | 0.015733 | 0.62931
| 7 | 77.0774 | 0.014136 | 0.56542
| 7.5 | 68.9688 | 0.012648 | 0.50594
| 8 | 61.3838 | 0.011257 | 0.4503
| 8.5 | 54.2588 | 0.0099507 | 0.39803
| 9 | 47.5411 | 0.0087188 | 0.34875
| 9.5 | 41.1867 | 0.0075534 | 0.30214
| 10 | 35.1584 | 0.0064478 | 0.25791
| Spa Pump |  |  |  |  | Note: For Option 2 Need to select a base case (eg, 50% of ZNSC)
| Star | MJ PV/100 L | kW PV/100L | kW PV/4000L |  | Requirement = % * Reuirement for ZNSC
| Any | 363.4785 | 0.06666 | 2.6664

## 4-WA (hidden)
NCC Climate Zone |  | 4 | GAS HEATING TYPES |  |  |  |  | State | WA
Col 1 | Col 2 | Col 3 | Col 4 | Col 5 | Col 6 | Col 7 | Col 8 | Col 9 | Col 10
Main Type of Heater | Main type of Cooler | Electric Storage (peak) | Electric Storage (off peak) | Heat Pump (Standard) | Heat Pump (off-peak) | Solar electric (Standard) | Gas storage | Gas Instantaneous | Solar Gas
Gas - Ducted | Evaporative | 4.8957 | 3.6245 | 2.8571 | 2.4895 | 2.6999 | 5.3976 | 4.7136 | 2.3236
(includes Hydronic) | HP - Ducted < 3 stars (< 2.25) | 5.5502 | 4.3208 | 3.5649 | 3.2132 | 3.402 | 5.9887 | 5.348 | 3.0479
< 3Stars | HP - Ducted < 4.5 stars (< 3) | 5.4737 | 4.2443 | 3.4884 | 3.1366 | 3.3254 | 5.9121 | 5.2715 | 2.9713
0 | HP - Ducted < 6 stars (< 3.75) | 5.3588 | 4.1294 | 3.3735 | 3.0217 | 3.2105 | 5.7972 | 5.1566 | 2.8564
| HP - Ducted ≥ 6 stars (≥ 3.75) | 5.2439 | 4.0145 | 3.2586 | 2.9068 | 3.0956 | 5.6824 | 5.0417 | 2.7415
| HP - Non-Ducted < 3 stars (< 2.25) | 5.4122 | 4.1759 | 3.423 | 3.0656 | 3.2586 | 5.8524 | 5.2064 | 2.9038
| HP - Non-Ducted < 4.5 stars (< 3) | 5.3478 | 4.1115 | 3.3586 | 3.0012 | 3.1942 | 5.788 | 5.142 | 2.8394
| HP - Non-Ducted < 6 stars (< 3.75) | 5.2513 | 4.015 | 3.2621 | 2.9047 | 3.0977 | 5.6914 | 5.0454 | 2.7428
| HP - Non-Ducted ≥ 6 stars (≥ 3.75) | 5.1547 | 3.9184 | 3.1655 | 2.8081 | 3.0011 | 5.5948 | 4.9489 | 2.6462
| Other or None Specified | 5.5502 | 4.3208 | 3.5649 | 3.2132 | 3.402 | 5.9887 | 5.348 | 3.0479
Gas - Ducted | Evaporative | 4.6743 | 3.4031 | 2.6357 | 2.2681 | 2.4784 | 5.1762 | 4.4922 | 2.1022
(includes Hydronic) | HP - Ducted < 3 stars (< 2.25) | 5.3288 | 4.0994 | 3.3435 | 2.9917 | 3.1806 | 5.7673 | 5.1266 | 2.8264
< 4.5Stars | HP - Ducted < 4.5 stars (< 3) | 5.2522 | 4.0228 | 3.2669 | 2.9152 | 3.104 | 5.6907 | 5.05 | 2.7498
0 | HP - Ducted < 6 stars (< 3.75) | 5.1374 | 3.908 | 3.1521 | 2.8003 | 2.9891 | 5.5758 | 4.9352 | 2.635
| HP - Ducted ≥ 6 stars (≥ 3.75) | 5.0225 | 3.7931 | 3.0372 | 2.6854 | 2.8742 | 5.4609 | 4.8203 | 2.5201
| HP - Non-Ducted < 3 stars (< 2.25) | 5.1908 | 3.9545 | 3.2016 | 2.8442 | 3.0372 | 5.631 | 4.985 | 2.6823
| HP - Non-Ducted < 4.5 stars (< 3) | 5.1264 | 3.8901 | 3.1372 | 2.7798 | 2.9728 | 5.5666 | 4.9206 | 2.618
| HP - Non-Ducted < 6 stars (< 3.75) | 5.0298 | 3.7935 | 3.0406 | 2.6832 | 2.8762 | 5.47 | 4.824 | 2.5214
| HP - Non-Ducted ≥ 6 stars (≥ 3.75) | 4.9332 | 3.697 | 2.9441 | 2.5866 | 2.7797 | 5.3734 | 4.7274 | 2.4248
| Other or None Specified | 5.3288 | 4.0994 | 3.3435 | 2.9917 | 3.1806 | 5.7673 | 5.1266 | 2.8264
Gas - Ducted | Evaporative | 4.3422 | 3.0709 | 2.3035 | 1.936 | 2.1463 | 4.8441 | 4.16 | 1.77
(includes Hydronic) | HP - Ducted < 3 stars (< 2.25) | 4.9967 | 3.7673 | 3.0114 | 2.6596 | 2.8484 | 5.4351 | 4.7945 | 2.4943
< 6Stars | HP - Ducted < 4.5 stars (< 3) | 4.9201 | 3.6907 | 2.9348 | 2.583 | 2.7718 | 5.3585 | 4.7179 | 2.4177
0 | HP - Ducted < 6 stars (< 3.75) | 4.8052 | 3.5758 | 2.8199 | 2.4681 | 2.657 | 5.2437 | 4.603 | 2.3028
| HP - Ducted ≥ 6 stars (≥ 3.75) | 4.6903 | 3.4609 | 2.705 | 2.3533 | 2.5421 | 5.1288 | 4.4881 | 2.1879
| HP - Non-Ducted < 3 stars (< 2.25) | 4.8586 | 3.6223 | 2.8694 | 2.512 | 2.705 | 5.2988 | 4.6528 | 2.3502
| HP - Non-Ducted < 4.5 stars (< 3) | 4.7943 | 3.558 | 2.8051 | 2.4477 | 2.6407 | 5.2344 | 4.5884 | 2.2858
| HP - Non-Ducted < 6 stars (< 3.75) | 4.6977 | 3.4614 | 2.7085 | 2.3511 | 2.5441 | 5.1379 | 4.4919 | 2.1892
| HP - Non-Ducted ≥ 6 stars (≥ 3.75) | 4.6011 | 3.3648 | 2.6119 | 2.2545 | 2.4475 | 5.0413 | 4.3953 | 2.0927
| Other or None Specified | 4.9967 | 3.7673 | 3.0114 | 2.6596 | 2.8484 | 5.4351 | 4.7945 | 2.4943
Gas - Ducted | Evaporative | 4.01 | 2.7388 | 1.9714 | 1.6038 | 1.8141 | 4.5119 | 3.8279 | 1.4379
(includes Hydronic) | HP - Ducted < 3 stars (< 2.25) | 4.6645 | 3.4351 | 2.6792 | 2.3274 | 2.5163 | 5.103 | 4.4623 | 2.1621
≥ 6Stars | HP - Ducted < 4.5 stars (< 3) | 4.5879 | 3.3585 | 2.6026 | 2.2509 | 2.4397 | 5.0264 | 4.3857 | 2.0856
0 | HP - Ducted < 6 stars (< 3.75) | 4.4731 | 3.2437 | 2.4878 | 2.136 | 2.3248 | 4.9115 | 4.2709 | 1.9707
| HP - Ducted ≥ 6 stars (≥ 3.75) | 4.3582 | 3.1288 | 2.3729 | 2.0211 | 2.2099 | 4.7966 | 4.156 | 1.8558
| HP - Non-Ducted < 3 stars (< 2.25) | 4.5265 | 3.2902 | 2.5373 | 2.1799 | 2.3729 | 4.9667 | 4.3207 | 2.018
| HP - Non-Ducted < 4.5 stars (< 3) | 4.4621 | 3.2258 | 2.4729 | 2.1155 | 2.3085 | 4.9023 | 4.2563 | 1.9537
| HP - Non-Ducted < 6 stars (< 3.75) | 4.3655 | 3.1292 | 2.3763 | 2.0189 | 2.2119 | 4.8057 | 4.1597 | 1.8571
| HP - Non-Ducted ≥ 6 stars (≥ 3.75) | 4.269 | 3.0327 | 2.2798 | 1.9224 | 2.1154 | 4.7091 | 4.0631 | 1.7605
| Other or None Specified | 4.6645 | 3.4351 | 2.6792 | 2.3274 | 2.5163 | 5.103 | 4.4623 | 2.1621
Gas - Non Ducted | Evaporative | 4.3334 | 3.0388 | 2.328 | 1.9504 | 2.1618 | 4.7763 | 4.1023 | 1.8012
| HP - Ducted < 3 stars (< 2.25) | 5.0015 | 3.7531 | 3.0262 | 2.6719 | 2.8639 | 5.3994 | 4.7677 | 2.5141
< 3Stars | HP - Ducted < 4.5 stars (< 3) | 4.925 | 3.6765 | 2.9496 | 2.5953 | 2.7873 | 5.3228 | 4.6911 | 2.4375
0 | HP - Ducted < 6 stars (< 3.75) | 4.8101 | 3.5616 | 2.8347 | 2.4804 | 2.6725 | 5.208 | 4.5762 | 2.3227
| HP - Ducted ≥ 6 stars (≥ 3.75) | 4.6952 | 3.4468 | 2.7198 | 2.3655 | 2.5576 | 5.0931 | 4.4613 | 2.2078
| HP - Non-Ducted < 3 stars (< 2.25) | 4.8632 | 3.6064 | 2.8864 | 2.5248 | 2.7243 | 5.2594 | 4.624 | 2.3654
| HP - Non-Ducted < 4.5 stars (< 3) | 4.7989 | 3.542 | 2.822 | 2.4604 | 2.66 | 5.195 | 4.5596 | 2.301
| HP - Non-Ducted < 6 stars (< 3.75) | 4.7023 | 3.4454 | 2.7254 | 2.3638 | 2.5634 | 5.0984 | 4.463 | 2.2045
| HP - Non-Ducted ≥ 6 stars (≥ 3.75) | 4.6057 | 3.3488 | 2.6288 | 2.2672 | 2.4668 | 5.0019 | 4.3665 | 2.1079
| Other or None Specified | 5.0015 | 3.7531 | 3.0262 | 2.6719 | 2.8639 | 5.3994 | 4.7677 | 2.5141
Gas - Non Ducted | Evaporative | 4.222 | 2.9274 | 2.2166 | 1.839 | 2.0504 | 4.6648 | 3.9909 | 1.6897
| HP - Ducted < 3 stars (< 2.25) | 4.8901 | 3.6417 | 2.9148 | 2.5605 | 2.7525 | 5.288 | 4.6562 | 2.4027
< 4.5Stars | HP - Ducted < 4.5 stars (< 3) | 4.8135 | 3.5651 | 2.8382 | 2.4839 | 2.6759 | 5.2114 | 4.5797 | 2.3261
0 | HP - Ducted < 6 stars (< 3.75) | 4.6987 | 3.4502 | 2.7233 | 2.369 | 2.561 | 5.0965 | 4.4648 | 2.2113
| HP - Ducted ≥ 6 stars (≥ 3.75) | 4.5838 | 3.3353 | 2.6084 | 2.2541 | 2.4462 | 4.9817 | 4.3499 | 2.0964
| HP - Non-Ducted < 3 stars (< 2.25) | 4.7518 | 3.495 | 2.7749 | 2.4133 | 2.6129 | 5.148 | 4.5126 | 2.254
| HP - Non-Ducted < 4.5 stars (< 3) | 4.6874 | 3.4306 | 2.7106 | 2.349 | 2.5485 | 5.0836 | 4.4482 | 2.1896
| HP - Non-Ducted < 6 stars (< 3.75) | 4.5909 | 3.334 | 2.614 | 2.2524 | 2.452 | 4.987 | 4.3516 | 2.0931
| HP - Non-Ducted ≥ 6 stars (≥ 3.75) | 4.4943 | 3.2374 | 2.5174 | 2.1558 | 2.3554 | 4.8904 | 4.255 | 1.9965
| Other or None Specified | 4.8901 | 3.6417 | 2.9148 | 2.5605 | 2.7525 | 5.288 | 4.6562 | 2.4027
Gas - Non Ducted | Evaporative | 4.0549 | 2.7603 | 2.0495 | 1.6719 | 1.8833 | 4.4977 | 3.8237 | 1.5226
| HP - Ducted < 3 stars (< 2.25) | 4.723 | 3.4746 | 2.7476 | 2.3933 | 2.5854 | 5.1209 | 4.4891 | 2.2356
< 6Stars | HP - Ducted < 4.5 stars (< 3) | 4.6464 | 3.398 | 2.6711 | 2.3168 | 2.5088 | 5.0443 | 4.4125 | 2.159
0 | HP - Ducted < 6 stars (< 3.75) | 4.5315 | 3.2831 | 2.5562 | 2.2019 | 2.3939 | 4.9294 | 4.2976 | 2.0441
| HP - Ducted ≥ 6 stars (≥ 3.75) | 4.4167 | 3.1682 | 2.4413 | 2.087 | 2.279 | 4.8145 | 4.1828 | 1.9292
| HP - Non-Ducted < 3 stars (< 2.25) | 4.5847 | 3.3278 | 2.6078 | 2.2462 | 2.4458 | 4.9809 | 4.3454 | 2.0869
| HP - Non-Ducted < 4.5 stars (< 3) | 4.5203 | 3.2635 | 2.5434 | 2.1818 | 2.3814 | 4.9165 | 4.2811 | 2.0225
| HP - Non-Ducted < 6 stars (< 3.75) | 4.4237 | 3.1669 | 2.4469 | 2.0853 | 2.2848 | 4.8199 | 4.1845 | 1.9259
| HP - Non-Ducted ≥ 6 stars (≥ 3.75) | 4.3272 | 3.0703 | 2.3503 | 1.9887 | 2.1883 | 4.7233 | 4.0879 | 1.8294
| Other or None Specified | 4.723 | 3.4746 | 2.7476 | 2.3933 | 2.5854 | 5.1209 | 4.4891 | 2.2356
Gas - Non Ducted | Evaporative | 3.8877 | 2.5932 | 1.8823 | 1.5048 | 1.7162 | 4.3306 | 3.6566 | 1.3555
| HP - Ducted < 3 stars (< 2.25) | 4.5559 | 3.3074 | 2.5805 | 2.2262 | 2.4183 | 4.9538 | 4.322 | 2.0685
≥ 6Stars | HP - Ducted < 4.5 stars (< 3) | 4.4793 | 3.2308 | 2.5039 | 2.1496 | 2.3417 | 4.8772 | 4.2454 | 1.9919
0 | HP - Ducted < 6 stars (< 3.75) | 4.3644 | 3.116 | 2.3891 | 2.0348 | 2.2268 | 4.7623 | 4.1305 | 1.877
| HP - Ducted ≥ 6 stars (≥ 3.75) | 4.2495 | 3.0011 | 2.2742 | 1.9199 | 2.1119 | 4.6474 | 4.0156 | 1.7621
| HP - Non-Ducted < 3 stars (< 2.25) | 4.4176 | 3.1607 | 2.4407 | 2.0791 | 2.2787 | 4.8137 | 4.1783 | 1.9198
| HP - Non-Ducted < 4.5 stars (< 3) | 4.3532 | 3.0963 | 2.3763 | 2.0147 | 2.2143 | 4.7493 | 4.1139 | 1.8554
| HP - Non-Ducted < 6 stars (< 3.75) | 4.2566 | 2.9998 | 2.2797 | 1.9181 | 2.1177 | 4.6528 | 4.0174 | 1.7588
| HP - Non-Ducted ≥ 6 stars (≥ 3.75) | 4.16 | 2.9032 | 2.1831 | 1.8215 | 2.0211 | 4.5562 | 3.9208 | 1.6622
| Other or None Specified | 4.5559 | 3.3074 | 2.5805 | 2.2262 | 2.4183 | 4.9538 | 4.322 | 2.0685
NCC Climate Zone |  | 4 | HEAT PUMP HEATING TYPES |  |  |  |  | State | WA
Col 1 | Col 2 | Col 3 | Col 4 | Col 5 | Col 6 | Col 7 | Col 8 | Col 9 | Col 10
Main Type of Heater | Main type of Cooler | Electric Storage (peak) | Electric Storage (off peak) | Heat Pump (Standard) | Heat Pump (off-peak) | Solar electric (Standard) | Gas storage | Gas Instantaneous | Solar Gas
Heat Pump - Ducted | Evaporative | 3.3537 | 1.99 | 1.4553 | 1.0768 | 1.3043 | 3.5905 | 2.9609 | 0.96024
| HP - Ducted < 3 stars (< 2.25) | 4.0188 | 2.7086 | 2.1153 | 1.7415 | 1.9587 | 4.2777 | 3.6719 | 1.6073
< 3 Stars (< 2.25) | HP - Ducted < 4.5 stars (< 3) | 3.9422 | 2.6321 | 2.0387 | 1.6649 | 1.8822 | 4.2011 | 3.5954 | 1.5307
0 | HP - Ducted < 6 stars (< 3.75) | 3.8274 | 2.5172 | 1.9239 | 1.55 | 1.7673 | 4.0863 | 3.4805 | 1.4158
| HP - Ducted ≥ 6 stars (≥ 3.75) | 3.7125 | 2.4023 | 1.809 | 1.4351 | 1.6524 | 3.9714 | 3.3656 | 1.3009
| HP - Non-Ducted < 3 stars (< 2.25) | 3.8847 | 2.5632 | 1.9843 | 1.595 | 1.8235 | 4.133 | 3.5273 | 1.475
| HP - Non-Ducted < 4.5 stars (< 3) | 3.8204 | 2.4989 | 1.92 | 1.5306 | 1.7591 | 4.0686 | 3.4629 | 1.4106
| HP - Non-Ducted < 6 stars (< 3.75) | 3.7238 | 2.4023 | 1.8234 | 1.4341 | 1.6625 | 3.9721 | 3.3663 | 1.314
| HP - Non-Ducted ≥ 6 stars (≥ 3.75) | 3.6272 | 2.3057 | 1.7268 | 1.3375 | 1.5659 | 3.8755 | 3.2697 | 1.2175
| Other or None Specified | 4.0188 | 2.7086 | 2.1153 | 1.7415 | 1.9587 | 4.2777 | 3.6719 | 1.6073
Heat Pump - Ducted | Evaporative | 3.2958 | 1.9322 | 1.3975 | 1.019 | 1.2465 | 3.5326 | 2.903 | 0.90241
| HP - Ducted < 3 stars (< 2.25) | 3.961 | 2.6508 | 2.0575 | 1.6836 | 1.9009 | 4.2199 | 3.6141 | 1.5494
< 4.5 Stars (< 3.0) | HP - Ducted < 4.5 stars (< 3) | 3.8844 | 2.5742 | 1.9809 | 1.6071 | 1.8243 | 4.1433 | 3.5375 | 1.4729
0 | HP - Ducted < 6 stars (< 3.75) | 3.7695 | 2.4593 | 1.866 | 1.4922 | 1.7094 | 4.0284 | 3.4226 | 1.358
| HP - Ducted ≥ 6 stars (≥ 3.75) | 3.6547 | 2.3445 | 1.7511 | 1.3773 | 1.5946 | 3.9135 | 3.3078 | 1.2431
| HP - Non-Ducted < 3 stars (< 2.25) | 3.8269 | 2.5054 | 1.9265 | 1.5372 | 1.7656 | 4.0752 | 3.4694 | 1.4172
| HP - Non-Ducted < 4.5 stars (< 3) | 3.7625 | 2.441 | 1.8621 | 1.4728 | 1.7012 | 4.0108 | 3.4051 | 1.3528
| HP - Non-Ducted < 6 stars (< 3.75) | 3.666 | 2.3444 | 1.7656 | 1.3762 | 1.6047 | 3.9142 | 3.3085 | 1.2562
| HP - Non-Ducted ≥ 6 stars (≥ 3.75) | 3.5694 | 2.2479 | 1.669 | 1.2797 | 1.5081 | 3.8177 | 3.2119 | 1.1596
| Other or None Specified | 3.961 | 2.6508 | 2.0575 | 1.6836 | 1.9009 | 4.2199 | 3.6141 | 1.5494
Heat Pump - Ducted | Evaporative | 3.2091 | 1.8454 | 1.3107 | 0.93222 | 1.1597 | 3.4459 | 2.8163 | 0.81567
| HP - Ducted < 3 stars (< 2.25) | 3.8743 | 2.5641 | 1.9707 | 1.5969 | 1.8142 | 4.1331 | 3.5274 | 1.4627
< 6 Stars (< 3.75) | HP - Ducted < 4.5 stars (< 3) | 3.7977 | 2.4875 | 1.8942 | 1.5203 | 1.7376 | 4.0566 | 3.4508 | 1.3861
0 | HP - Ducted < 6 stars (< 3.75) | 3.6828 | 2.3726 | 1.7793 | 1.4054 | 1.6227 | 3.9417 | 3.3359 | 1.2712
| HP - Ducted ≥ 6 stars (≥ 3.75) | 3.5679 | 2.2577 | 1.6644 | 1.2906 | 1.5078 | 3.8268 | 3.221 | 1.1564
| HP - Non-Ducted < 3 stars (< 2.25) | 3.7402 | 2.4187 | 1.8398 | 1.4504 | 1.6789 | 3.9884 | 3.3827 | 1.3304
| HP - Non-Ducted < 4.5 stars (< 3) | 3.6758 | 2.3543 | 1.7754 | 1.3861 | 1.6145 | 3.9241 | 3.3183 | 1.266
| HP - Non-Ducted < 6 stars (< 3.75) | 3.5792 | 2.2577 | 1.6788 | 1.2895 | 1.5179 | 3.8275 | 3.2217 | 1.1695
| HP - Non-Ducted ≥ 6 stars (≥ 3.75) | 3.4826 | 2.1611 | 1.5822 | 1.1929 | 1.4214 | 3.7309 | 3.1252 | 1.0729
| Other or None Specified | 3.8743 | 2.5641 | 1.9707 | 1.5969 | 1.8142 | 4.1331 | 3.5274 | 1.4627
Heat Pump - Ducted | Evaporative | 3.1223 | 1.7587 | 1.224 | 0.84547 | 1.073 | 3.3591 | 2.7296 | 0.72892
| HP - Ducted < 3 stars (< 2.25) | 3.7875 | 2.4773 | 1.884 | 1.5102 | 1.7274 | 4.0464 | 3.4406 | 1.376
≥ 6 Stars (≥ 3.75) | HP - Ducted < 4.5 stars (< 3) | 3.7109 | 2.4007 | 1.8074 | 1.4336 | 1.6508 | 3.9698 | 3.364 | 1.2994
0 | HP - Ducted < 6 stars (< 3.75) | 3.596 | 2.2859 | 1.6925 | 1.3187 | 1.536 | 3.8549 | 3.2492 | 1.1845
| HP - Ducted ≥ 6 stars (≥ 3.75) | 3.4812 | 2.171 | 1.5777 | 1.2038 | 1.4211 | 3.7401 | 3.1343 | 1.0696
| HP - Non-Ducted < 3 stars (< 2.25) | 3.6534 | 2.3319 | 1.753 | 1.3637 | 1.5921 | 3.9017 | 3.296 | 1.2437
| HP - Non-Ducted < 4.5 stars (< 3) | 3.589 | 2.2675 | 1.6886 | 1.2993 | 1.5278 | 3.8373 | 3.2316 | 1.1793
| HP - Non-Ducted < 6 stars (< 3.75) | 3.4925 | 2.171 | 1.5921 | 1.2027 | 1.4312 | 3.7407 | 3.135 | 1.0827
| HP - Non-Ducted ≥ 6 stars (≥ 3.75) | 3.3959 | 2.0744 | 1.4955 | 1.1062 | 1.3346 | 3.6442 | 3.0384 | 0.98615
| Other or None Specified | 3.7875 | 2.4773 | 1.884 | 1.5102 | 1.7274 | 4.0464 | 3.4406 | 1.376
Heat Pump - Non Ducted | Evaporative | 3.2482 | 1.8802 | 1.3667 | 0.98214 | 1.2161 | 3.4637 | 2.8372 | 0.86595
| HP - Ducted < 3 stars (< 2.25) | 3.9099 | 2.5959 | 2.0193 | 1.6385 | 1.8606 | 4.1581 | 3.5549 | 1.514
< 3 Stars (< 2.25) | HP - Ducted < 4.5 stars (< 3) | 3.8333 | 2.5193 | 1.9427 | 1.5619 | 1.784 | 4.0815 | 3.4783 | 1.4374
0 | HP - Ducted < 6 stars (< 3.75) | 3.7184 | 2.4044 | 1.8279 | 1.447 | 1.6691 | 3.9666 | 3.3634 | 1.3225
| HP - Ducted ≥ 6 stars (≥ 3.75) | 3.6036 | 2.2895 | 1.713 | 1.3321 | 1.5543 | 3.8518 | 3.2486 | 1.2076
| HP - Non-Ducted < 3 stars (< 2.25) | 3.7753 | 2.4491 | 1.8884 | 1.5008 | 1.7235 | 4.0127 | 3.4095 | 1.3862
| HP - Non-Ducted < 4.5 stars (< 3) | 3.7109 | 2.3847 | 1.824 | 1.4364 | 1.6591 | 3.9484 | 3.3451 | 1.3218
| HP - Non-Ducted < 6 stars (< 3.75) | 3.6144 | 2.2881 | 1.7275 | 1.3398 | 1.5626 | 3.8518 | 3.2485 | 1.2252
| HP - Non-Ducted ≥ 6 stars (≥ 3.75) | 3.5178 | 2.1915 | 1.6309 | 1.2432 | 1.466 | 3.7552 | 3.1519 | 1.1286
| Other or None Specified | 3.9099 | 2.5959 | 2.0193 | 1.6385 | 1.8606 | 4.1581 | 3.5549 | 1.514
Heat Pump - Non Ducted | Evaporative | 3.2007 | 1.8326 | 1.3191 | 0.93458 | 1.1685 | 3.4161 | 2.7897 | 0.8184
| HP - Ducted < 3 stars (< 2.25) | 3.8623 | 2.5483 | 1.9718 | 1.5909 | 1.813 | 4.1105 | 3.5073 | 1.4664
< 4.5 Stars (< 3.0) | HP - Ducted < 4.5 stars (< 3) | 3.7858 | 2.4717 | 1.8952 | 1.5143 | 1.7365 | 4.034 | 3.4308 | 1.3898
0 | HP - Ducted < 6 stars (< 3.75) | 3.6709 | 2.3569 | 1.7803 | 1.3995 | 1.6216 | 3.9191 | 3.3159 | 1.275
| HP - Ducted ≥ 6 stars (≥ 3.75) | 3.556 | 2.242 | 1.6654 | 1.2846 | 1.5067 | 3.8042 | 3.201 | 1.1601
| HP - Non-Ducted < 3 stars (< 2.25) | 3.7278 | 2.4015 | 1.8409 | 1.4532 | 1.676 | 3.9652 | 3.3619 | 1.3386
| HP - Non-Ducted < 4.5 stars (< 3) | 3.6634 | 2.3371 | 1.7765 | 1.3888 | 1.6116 | 3.9008 | 3.2975 | 1.2742
| HP - Non-Ducted < 6 stars (< 3.75) | 3.5668 | 2.2405 | 1.6799 | 1.2923 | 1.515 | 3.8042 | 3.2009 | 1.1777
| HP - Non-Ducted ≥ 6 stars (≥ 3.75) | 3.4702 | 2.144 | 1.5833 | 1.1957 | 1.4184 | 3.7076 | 3.1044 | 1.0811
| Other or None Specified | 3.8623 | 2.5483 | 1.9718 | 1.5909 | 1.813 | 4.1105 | 3.5073 | 1.4664
Heat Pump - Non Ducted | Evaporative | 3.1293 | 1.7613 | 1.2478 | 0.86325 | 1.0972 | 3.3448 | 2.7183 | 0.74707
| HP - Ducted < 3 stars (< 2.25) | 3.791 | 2.477 | 1.9004 | 1.5196 | 1.7417 | 4.0392 | 3.436 | 1.3951
< 6 Stars (< 3.75) | HP - Ducted < 4.5 stars (< 3) | 3.7144 | 2.4004 | 1.8239 | 1.443 | 1.6651 | 3.9626 | 3.3594 | 1.3185
0 | HP - Ducted < 6 stars (< 3.75) | 3.5995 | 2.2855 | 1.709 | 1.3281 | 1.5503 | 3.8478 | 3.2446 | 1.2036
| HP - Ducted ≥ 6 stars (≥ 3.75) | 3.4847 | 2.1707 | 1.5941 | 1.2132 | 1.4354 | 3.7329 | 3.1297 | 1.0888
| HP - Non-Ducted < 3 stars (< 2.25) | 3.6564 | 2.3302 | 1.7695 | 1.3819 | 1.6046 | 3.8939 | 3.2906 | 1.2673
| HP - Non-Ducted < 4.5 stars (< 3) | 3.592 | 2.2658 | 1.7051 | 1.3175 | 1.5403 | 3.8295 | 3.2262 | 1.2029
| HP - Non-Ducted < 6 stars (< 3.75) | 3.4955 | 2.1692 | 1.6086 | 1.2209 | 1.4437 | 3.7329 | 3.1296 | 1.1063
| HP - Non-Ducted ≥ 6 stars (≥ 3.75) | 3.3989 | 2.0726 | 1.512 | 1.1244 | 1.3471 | 3.6363 | 3.033 | 1.0098
| Other or None Specified | 3.791 | 2.477 | 1.9004 | 1.5196 | 1.7417 | 4.0392 | 3.436 | 1.3951
Heat Pump - Non Ducted | Evaporative | 3.058 | 1.6899 | 1.1764 | 0.79192 | 1.0259 | 3.2734 | 2.647 | 0.67573
| HP - Ducted < 3 stars (< 2.25) | 3.7197 | 2.4057 | 1.8291 | 1.4483 | 1.6704 | 3.9679 | 3.3647 | 1.3238
≥ 6 Stars (≥ 3.75) | HP - Ducted < 4.5 stars (< 3) | 3.6431 | 2.3291 | 1.7525 | 1.3717 | 1.5938 | 3.8913 | 3.2881 | 1.2472
0 | HP - Ducted < 6 stars (< 3.75) | 3.5282 | 2.2142 | 1.6377 | 1.2568 | 1.4789 | 3.7764 | 3.1732 | 1.1323
| HP - Ducted ≥ 6 stars (≥ 3.75) | 3.4133 | 2.0993 | 1.5228 | 1.1419 | 1.364 | 3.6615 | 3.0583 | 1.0174
| HP - Non-Ducted < 3 stars (< 2.25) | 3.5851 | 2.2588 | 1.6982 | 1.3106 | 1.5333 | 3.8225 | 3.2192 | 1.196
| HP - Non-Ducted < 4.5 stars (< 3) | 3.5207 | 2.1945 | 1.6338 | 1.2462 | 1.4689 | 3.7581 | 3.1549 | 1.1316
| HP - Non-Ducted < 6 stars (< 3.75) | 3.4241 | 2.0979 | 1.5372 | 1.1496 | 1.3723 | 3.6616 | 3.0583 | 1.035
| HP - Non-Ducted ≥ 6 stars (≥ 3.75) | 3.3276 | 2.0013 | 1.4407 | 1.053 | 1.2758 | 3.565 | 2.9617 | 0.93843
| Other or None Specified | 3.7197 | 2.4057 | 1.8291 | 1.4483 | 1.6704 | 3.9679 | 3.3647 | 1.3238
NCC Climate Zone |  | 4 | OTHER HEATING TYPES |  |  |  |  | State | WA
Col 1 | Col 2 | Col 3 | Col 4 | Col 5 | Col 6 | Col 7 | Col 8 | Col 9 | Col 10
Main Type of Heater | Main type of Cooler | Electric Storage (peak) | Electric Storage (off peak) | Heat Pump (Standard) | Heat Pump (off-peak) | Solar electric (Standard) | Gas storage | Gas Instantaneous | Solar Gas
Electric - Resistance (Panel) | Evaporative | 4.8304 | 3.5426 | 2.799 | 2.4297 | 2.6464 | 5.2853 | 4.6129 | 2.271
| HP - Ducted < 3 stars (< 2.25) | 5.6795 | 4.4406 | 3.7081 | 3.3547 | 3.551 | 6.0755 | 5.4493 | 3.1954
| HP - Ducted < 4.5 stars (< 3) | 5.6029 | 4.364 | 3.6315 | 3.2781 | 3.4744 | 5.9989 | 5.3727 | 3.1188
0 | HP - Ducted < 6 stars (< 3.75) | 5.488 | 4.2491 | 3.5166 | 3.1632 | 3.3595 | 5.884 | 5.2578 | 3.0039
| HP - Ducted ≥ 6 stars (≥ 3.75) | 5.3731 | 4.1343 | 3.4018 | 3.0483 | 3.2446 | 5.7691 | 5.143 | 2.889
| HP - Non-Ducted < 3 stars (< 2.25) | 5.509 | 4.2613 | 3.5323 | 3.177 | 3.3772 | 5.9028 | 5.2732 | 3.0165
| HP - Non-Ducted < 4.5 stars (< 3) | 5.4446 | 4.1969 | 3.4679 | 3.1126 | 3.3128 | 5.8384 | 5.2089 | 2.9521
| HP - Non-Ducted < 6 stars (< 3.75) | 5.348 | 4.1003 | 3.3713 | 3.016 | 3.2163 | 5.7419 | 5.1123 | 2.8556
| HP - Non-Ducted ≥ 6 stars (≥ 3.75) | 5.2515 | 4.0037 | 3.2747 | 2.9195 | 3.1197 | 5.6453 | 5.0157 | 2.759
| Other or None Specified | 5.6795 | 4.4406 | 3.7081 | 3.3547 | 3.551 | 6.0755 | 5.4493 | 3.1954
Wood Heater | Evaporative | 3.5185 | 2.1767 | 1.5925 | 1.2008 | 1.4192 | 3.8363 | 3.1875 | 1.0807
| HP - Ducted < 3 stars (< 2.25) | 4.4036 | 3.1325 | 2.4766 | 2.1144 | 2.3105 | 4.734 | 4.119 | 1.9767
| HP - Ducted < 4.5 stars (< 3) | 4.327 | 3.056 | 2.4 | 2.0379 | 2.2339 | 4.6574 | 4.0424 | 1.9001
0 | HP - Ducted < 6 stars (< 3.75) | 4.2121 | 2.9411 | 2.2852 | 1.923 | 2.119 | 4.5425 | 3.9275 | 1.7852
| HP - Ducted ≥ 6 stars (≥ 3.75) | 4.0972 | 2.8262 | 2.1703 | 1.8081 | 2.0041 | 4.4277 | 3.8126 | 1.6703
| HP - Non-Ducted < 3 stars (< 2.25) | 4.2323 | 2.9479 | 2.2995 | 1.9375 | 2.1377 | 4.5529 | 3.937 | 1.8002
| HP - Non-Ducted < 4.5 stars (< 3) | 4.1679 | 2.8835 | 2.2351 | 1.8731 | 2.0733 | 4.4885 | 3.8726 | 1.7358
| HP - Non-Ducted < 6 stars (< 3.75) | 4.0713 | 2.787 | 2.1385 | 1.7765 | 1.9767 | 4.3919 | 3.776 | 1.6392
| HP - Non-Ducted ≥ 6 stars (≥ 3.75) | 3.9747 | 2.6904 | 2.0419 | 1.6799 | 1.8801 | 4.2953 | 3.6794 | 1.5426
| Other or None Specified | 4.4036 | 3.1325 | 2.4766 | 2.1144 | 2.3105 | 4.734 | 4.119 | 1.9767
Electric - Resistance (Slab) | Evaporative | 3.9955 | 2.6845 | 2.0067 | 1.6263 | 1.8509 | 4.4032 | 3.7358 | 1.4781
| HP - Ducted < 3 stars (< 2.25) | 4.8816 | 3.6337 | 2.9195 | 2.5694 | 2.7579 | 5.2647 | 4.6401 | 2.4151
| HP - Ducted < 4.5 stars (< 3) | 4.805 | 3.5571 | 2.8429 | 2.4928 | 2.6813 | 5.1881 | 4.5635 | 2.3385
0 | HP - Ducted < 6 stars (< 3.75) | 4.6901 | 3.4422 | 2.728 | 2.3779 | 2.5665 | 5.0732 | 4.4486 | 2.2236
| HP - Ducted ≥ 6 stars (≥ 3.75) | 4.5753 | 3.3274 | 2.6131 | 2.2631 | 2.4516 | 4.9584 | 4.3337 | 2.1087
| HP - Non-Ducted < 3 stars (< 2.25) | 4.7091 | 3.4521 | 2.7452 | 2.386 | 2.5833 | 5.0848 | 4.4588 | 2.2296
| HP - Non-Ducted < 4.5 stars (< 3) | 4.6447 | 3.3877 | 2.6808 | 2.3216 | 2.5189 | 5.0204 | 4.3944 | 2.1652
| HP - Non-Ducted < 6 stars (< 3.75) | 4.5481 | 3.2911 | 2.5843 | 2.2251 | 2.4223 | 4.9238 | 4.2978 | 2.0687
| HP - Non-Ducted ≥ 6 stars (≥ 3.75) | 4.4516 | 3.1946 | 2.4877 | 2.1285 | 2.3258 | 4.8272 | 4.2013 | 1.9721
| Other or None Specified | 4.8816 | 3.6337 | 2.9195 | 2.5694 | 2.7579 | 5.2647 | 4.6401 | 2.4151
Other or None Specified | Evaporative | 3.3537 | 1.99 | 1.4553 | 1.0768 | 1.3043 | 3.5905 | 2.9609 | 0.96024
| HP - Ducted < 3 stars (< 2.25) | 4.0188 | 2.7086 | 2.1153 | 1.7415 | 1.9587 | 4.2777 | 3.6719 | 1.6073
| HP - Ducted < 4.5 stars (< 3) | 3.9422 | 2.6321 | 2.0387 | 1.6649 | 1.8822 | 4.2011 | 3.5954 | 1.5307
0 | HP - Ducted < 6 stars (< 3.75) | 3.8274 | 2.5172 | 1.9239 | 1.55 | 1.7673 | 4.0863 | 3.4805 | 1.4158
| HP - Ducted ≥ 6 stars (≥ 3.75) | 3.7125 | 2.4023 | 1.809 | 1.4351 | 1.6524 | 3.9714 | 3.3656 | 1.3009
| HP - Non-Ducted < 3 stars (< 2.25) | 3.8847 | 2.5632 | 1.9843 | 1.595 | 1.8235 | 4.133 | 3.5273 | 1.475
| HP - Non-Ducted < 4.5 stars (< 3) | 3.8204 | 2.4989 | 1.92 | 1.5306 | 1.7591 | 4.0686 | 3.4629 | 1.4106
| HP - Non-Ducted < 6 stars (< 3.75) | 3.7238 | 2.4023 | 1.8234 | 1.4341 | 1.6625 | 3.9721 | 3.3663 | 1.314
| HP - Non-Ducted ≥ 6 stars (≥ 3.75) | 3.6272 | 2.3057 | 1.7268 | 1.3375 | 1.5659 | 3.8755 | 3.2697 | 1.2175
| Other or None Specified | 4.0188 | 2.7086 | 2.1153 | 1.7415 | 1.9587 | 4.2777 | 3.6719 | 1.6073
Swimming Pool Pump
| Star | MJ PV/1000L | kW PV/1000L | kW PV / 40,000
| 1 | 341.039 | 0.062545 | 2.5018 |  | Note: For Option 2 Need to select a base case (eg, 5 Stars)
| 1.5 | 287.9225 | 0.052803 | 2.1121 |  | Requirement = difference between 5 stars and selected star rating
| 2 | 250.2358 | 0.045892 | 1.8357
| 2.5 | 221.0037 | 0.040531 | 1.6212
| 3 | 197.1194 | 0.036151 | 1.446
| 3.5 | 176.9254 | 0.032447 | 1.2979
| 4 | 159.4327 | 0.029239 | 1.1696
| 4.5 | 144.0029 | 0.026409 | 1.0564
| 5 | 130.2006 | 0.023878 | 0.95512
| 5.5 | 117.7148 | 0.021588 | 0.86353
| 6 | 106.3162 | 0.019498 | 0.77991
| 6.5 | 95.8305 | 0.017575 | 0.70299
| 7 | 86.1223 | 0.015794 | 0.63177
| 7.5 | 77.0841 | 0.014137 | 0.56547
| 8 | 68.6295 | 0.012586 | 0.50345
| 8.5 | 60.6876 | 0.01113 | 0.44519
| 9 | 53.1998 | 0.0097565 | 0.39026
| 9.5 | 46.1169 | 0.0084576 | 0.3383
| 10 | 39.3974 | 0.0072253 | 0.28901
| Spa Pump |  |  |  |  | Note: For Option 2 Need to select a base case (eg, 50% of ZNSC)
| Star | MJ PV/100 L | kW PV/100L | kW PV/4000L |  | Requirement = % * Reuirement for ZNSC
| Any | 404.971 | 0.074269 | 2.9708

## 5-NSW (hidden)
NCC Climate Zone |  | 5 | GAS HEATING TYPES |  |  |  |  | State | NSW
Col 1 | Col 2 | Col 3 | Col 4 | Col 5 | Col 6 | Col 7 | Col 8 | Col 9 | Col 10
Main Type of Heater | Main type of Cooler | Electric Storage (peak) | Electric Storage (off peak) | Heat Pump (Standard) | Heat Pump (off-peak) | Solar electric (Standard) | Gas storage | Gas Instantaneous | Solar Gas
Gas - Ducted | Evaporative | 4.0405 | 2.9274 | 2.138 | 1.8123 | 1.9632 | 3.8597 | 3.3553 | 1.5751
(includes Hydronic) | HP - Ducted < 3 stars (< 2.25) | 4.3726 | 3.2871 | 2.485 | 2.1654 | 2.3016 | 4.2116 | 3.7107 | 1.9395
< 3Stars | HP - Ducted < 4.5 stars (< 3) | 4.3335 | 3.248 | 2.446 | 2.1264 | 2.2625 | 4.1725 | 3.6716 | 1.9004
0 | HP - Ducted < 6 stars (< 3.75) | 4.2749 | 3.1893 | 2.3873 | 2.0677 | 2.2038 | 4.1139 | 3.6129 | 1.8418
| HP - Ducted ≥ 6 stars (≥ 3.75) | 4.2163 | 3.1307 | 2.3287 | 2.0091 | 2.1452 | 4.0553 | 3.5543 | 1.7832
| HP - Non-Ducted < 3 stars (< 2.25) | 4.3049 | 3.2152 | 2.4138 | 2.0945 | 2.2284 | 4.1398 | 3.6382 | 1.8658
| HP - Non-Ducted < 4.5 stars (< 3) | 4.2723 | 3.1826 | 2.3812 | 2.0619 | 2.1958 | 4.1072 | 3.6056 | 1.8332
| HP - Non-Ducted < 6 stars (< 3.75) | 4.2234 | 3.1337 | 2.3323 | 2.013 | 2.1469 | 4.0584 | 3.5568 | 1.7843
| HP - Non-Ducted ≥ 6 stars (≥ 3.75) | 4.1745 | 3.0848 | 2.2834 | 1.9641 | 2.098 | 4.0095 | 3.5079 | 1.7354
| Other or None Specified | 4.3726 | 3.2871 | 2.485 | 2.1654 | 2.3016 | 4.2116 | 3.7107 | 1.9395
Gas - Ducted | Evaporative | 3.908 | 2.7948 | 2.0054 | 1.6797 | 1.8307 | 3.7272 | 3.2228 | 1.4426
(includes Hydronic) | HP - Ducted < 3 stars (< 2.25) | 4.2401 | 3.1545 | 2.3525 | 2.0329 | 2.1691 | 4.0791 | 3.5781 | 1.807
< 4.5Stars | HP - Ducted < 4.5 stars (< 3) | 4.201 | 3.1155 | 2.3135 | 1.9938 | 2.13 | 4.04 | 3.5391 | 1.7679
0 | HP - Ducted < 6 stars (< 3.75) | 4.1424 | 3.0568 | 2.2548 | 1.9352 | 2.0713 | 3.9814 | 3.4804 | 1.7093
| HP - Ducted ≥ 6 stars (≥ 3.75) | 4.0837 | 2.9982 | 2.1962 | 1.8766 | 2.0127 | 3.9227 | 3.4218 | 1.6507
| HP - Non-Ducted < 3 stars (< 2.25) | 4.1724 | 3.0827 | 2.2813 | 1.962 | 2.0959 | 4.0073 | 3.5057 | 1.7332
| HP - Non-Ducted < 4.5 stars (< 3) | 4.1398 | 3.0501 | 2.2487 | 1.9294 | 2.0633 | 3.9747 | 3.4731 | 1.7007
| HP - Non-Ducted < 6 stars (< 3.75) | 4.0909 | 3.0012 | 2.1998 | 1.8805 | 2.0144 | 3.9258 | 3.4242 | 1.6518
| HP - Non-Ducted ≥ 6 stars (≥ 3.75) | 4.042 | 2.9523 | 2.1509 | 1.8316 | 1.9655 | 3.877 | 3.3754 | 1.6029
| Other or None Specified | 4.2401 | 3.1545 | 2.3525 | 2.0329 | 2.1691 | 4.0791 | 3.5781 | 1.807
Gas - Ducted | Evaporative | 3.7092 | 2.5961 | 1.8067 | 1.481 | 1.632 | 3.5285 | 3.024 | 1.2438
(includes Hydronic) | HP - Ducted < 3 stars (< 2.25) | 4.0413 | 2.9558 | 2.1538 | 1.8342 | 1.9703 | 3.8803 | 3.3794 | 1.6083
< 6Stars | HP - Ducted < 4.5 stars (< 3) | 4.0023 | 2.9167 | 2.1147 | 1.7951 | 1.9312 | 3.8413 | 3.3403 | 1.5692
0 | HP - Ducted < 6 stars (< 3.75) | 3.9436 | 2.8581 | 2.0561 | 1.7364 | 1.8726 | 3.7826 | 3.2817 | 1.5105
| HP - Ducted ≥ 6 stars (≥ 3.75) | 3.885 | 2.7994 | 1.9974 | 1.6778 | 1.8139 | 3.724 | 3.223 | 1.4519
| HP - Non-Ducted < 3 stars (< 2.25) | 3.9736 | 2.8839 | 2.0825 | 1.7632 | 1.8971 | 3.8086 | 3.307 | 1.5345
| HP - Non-Ducted < 4.5 stars (< 3) | 3.941 | 2.8513 | 2.0499 | 1.7306 | 1.8645 | 3.776 | 3.2744 | 1.5019
| HP - Non-Ducted < 6 stars (< 3.75) | 3.8922 | 2.8024 | 2.001 | 1.6817 | 1.8156 | 3.7271 | 3.2255 | 1.453
| HP - Non-Ducted ≥ 6 stars (≥ 3.75) | 3.8433 | 2.7535 | 1.9522 | 1.6328 | 1.7667 | 3.6782 | 3.1766 | 1.4041
| Other or None Specified | 4.0413 | 2.9558 | 2.1538 | 1.8342 | 1.9703 | 3.8803 | 3.3794 | 1.6083
Gas - Ducted | Evaporative | 3.5104 | 2.3973 | 1.6079 | 1.2822 | 1.4332 | 3.3297 | 2.8253 | 1.045
(includes Hydronic) | HP - Ducted < 3 stars (< 2.25) | 3.8426 | 2.757 | 1.955 | 1.6354 | 1.7715 | 3.6816 | 3.1806 | 1.4095
≥ 6Stars | HP - Ducted < 4.5 stars (< 3) | 3.8035 | 2.7179 | 1.9159 | 1.5963 | 1.7324 | 3.6425 | 3.1415 | 1.3704
0 | HP - Ducted < 6 stars (< 3.75) | 3.7449 | 2.6593 | 1.8573 | 1.5377 | 1.6738 | 3.5839 | 3.0829 | 1.3118
| HP - Ducted ≥ 6 stars (≥ 3.75) | 3.6862 | 2.6007 | 1.7987 | 1.4791 | 1.6152 | 3.5252 | 3.0243 | 1.2531
| HP - Non-Ducted < 3 stars (< 2.25) | 3.7749 | 2.6852 | 1.8838 | 1.5644 | 1.6984 | 3.6098 | 3.1082 | 1.3357
| HP - Non-Ducted < 4.5 stars (< 3) | 3.7423 | 2.6526 | 1.8512 | 1.5318 | 1.6658 | 3.5772 | 3.0756 | 1.3031
| HP - Non-Ducted < 6 stars (< 3.75) | 3.6934 | 2.6037 | 1.8023 | 1.4829 | 1.6169 | 3.5283 | 3.0267 | 1.2542
| HP - Non-Ducted ≥ 6 stars (≥ 3.75) | 3.6445 | 2.5548 | 1.7534 | 1.434 | 1.568 | 3.4794 | 2.9778 | 1.2053
| Other or None Specified | 3.8426 | 2.757 | 1.955 | 1.6354 | 1.7715 | 3.6816 | 3.1806 | 1.4095
Gas - Non Ducted | Evaporative | 3.7007 | 2.5673 | 1.8201 | 1.4705 | 1.636 | 3.4829 | 2.9863 | 1.2655
| HP - Ducted < 3 stars (< 2.25) | 4.0332 | 2.9227 | 2.1526 | 1.8391 | 1.9804 | 3.8402 | 3.3443 | 1.6137
< 3Stars | HP - Ducted < 4.5 stars (< 3) | 3.9941 | 2.8836 | 2.1135 | 1.8 | 1.9413 | 3.8011 | 3.3052 | 1.5746
0 | HP - Ducted < 6 stars (< 3.75) | 3.9355 | 2.825 | 2.0549 | 1.7413 | 1.8827 | 3.7425 | 3.2466 | 1.516
| HP - Ducted ≥ 6 stars (≥ 3.75) | 3.8769 | 2.7663 | 1.9963 | 1.6827 | 1.824 | 3.6839 | 3.188 | 1.4574
| HP - Non-Ducted < 3 stars (< 2.25) | 3.9671 | 2.85 | 2.0862 | 1.7643 | 1.9109 | 3.768 | 3.2727 | 1.5362
| HP - Non-Ducted < 4.5 stars (< 3) | 3.9345 | 2.8175 | 2.0537 | 1.7318 | 1.8783 | 3.7354 | 3.2401 | 1.5036
| HP - Non-Ducted < 6 stars (< 3.75) | 3.8856 | 2.7686 | 2.0048 | 1.6829 | 1.8294 | 3.6865 | 3.1912 | 1.4547
| HP - Non-Ducted ≥ 6 stars (≥ 3.75) | 3.8367 | 2.7197 | 1.9559 | 1.634 | 1.7805 | 3.6376 | 3.1423 | 1.4058
| Other or None Specified | 4.0332 | 2.9227 | 2.1526 | 1.8391 | 1.9804 | 3.8402 | 3.3443 | 1.6137
Gas - Non Ducted | Evaporative | 3.6331 | 2.4998 | 1.7526 | 1.403 | 1.5685 | 3.4154 | 2.9188 | 1.198
| HP - Ducted < 3 stars (< 2.25) | 3.9657 | 2.8552 | 2.0851 | 1.7715 | 1.9129 | 3.7727 | 3.2768 | 1.5462
< 4.5Stars | HP - Ducted < 4.5 stars (< 3) | 3.9266 | 2.8161 | 2.046 | 1.7324 | 1.8738 | 3.7336 | 3.2377 | 1.5071
0 | HP - Ducted < 6 stars (< 3.75) | 3.868 | 2.7574 | 1.9874 | 1.6738 | 1.8152 | 3.675 | 3.1791 | 1.4485
| HP - Ducted ≥ 6 stars (≥ 3.75) | 3.8093 | 2.6988 | 1.9287 | 1.6152 | 1.7565 | 3.6164 | 3.1204 | 1.3898
| HP - Non-Ducted < 3 stars (< 2.25) | 3.8995 | 2.7825 | 2.0187 | 1.6968 | 1.8433 | 3.7005 | 3.2052 | 1.4687
| HP - Non-Ducted < 4.5 stars (< 3) | 3.8669 | 2.7499 | 1.9861 | 1.6642 | 1.8107 | 3.6679 | 3.1726 | 1.4361
| HP - Non-Ducted < 6 stars (< 3.75) | 3.8181 | 2.701 | 1.9372 | 1.6153 | 1.7618 | 3.619 | 3.1237 | 1.3872
| HP - Non-Ducted ≥ 6 stars (≥ 3.75) | 3.7692 | 2.6521 | 1.8883 | 1.5664 | 1.713 | 3.5701 | 3.0748 | 1.3383
| Other or None Specified | 3.9657 | 2.8552 | 2.0851 | 1.7715 | 1.9129 | 3.7727 | 3.2768 | 1.5462
Gas - Non Ducted | Evaporative | 3.5318 | 2.3985 | 1.6513 | 1.3017 | 1.4672 | 3.3141 | 2.8175 | 1.0967
| HP - Ducted < 3 stars (< 2.25) | 3.8644 | 2.7539 | 1.9838 | 1.6702 | 1.8116 | 3.6714 | 3.1755 | 1.4449
< 6Stars | HP - Ducted < 4.5 stars (< 3) | 3.8253 | 2.7148 | 1.9447 | 1.6311 | 1.7725 | 3.6323 | 3.1364 | 1.4058
0 | HP - Ducted < 6 stars (< 3.75) | 3.7667 | 2.6561 | 1.8861 | 1.5725 | 1.7139 | 3.5737 | 3.0778 | 1.3472
| HP - Ducted ≥ 6 stars (≥ 3.75) | 3.7081 | 2.5975 | 1.8274 | 1.5139 | 1.6552 | 3.5151 | 3.0191 | 1.2885
| HP - Non-Ducted < 3 stars (< 2.25) | 3.7982 | 2.6812 | 1.9174 | 1.5955 | 1.742 | 3.5992 | 3.1039 | 1.3674
| HP - Non-Ducted < 4.5 stars (< 3) | 3.7657 | 2.6486 | 1.8848 | 1.5629 | 1.7094 | 3.5666 | 3.0713 | 1.3348
| HP - Non-Ducted < 6 stars (< 3.75) | 3.7168 | 2.5997 | 1.8359 | 1.514 | 1.6606 | 3.5177 | 3.0224 | 1.2859
| HP - Non-Ducted ≥ 6 stars (≥ 3.75) | 3.6679 | 2.5509 | 1.7871 | 1.4652 | 1.6117 | 3.4688 | 2.9735 | 1.237
| Other or None Specified | 3.8644 | 2.7539 | 1.9838 | 1.6702 | 1.8116 | 3.6714 | 3.1755 | 1.4449
Gas - Non Ducted | Evaporative | 3.4306 | 2.2972 | 1.55 | 1.2004 | 1.3659 | 3.2128 | 2.7162 | 0.99539
| HP - Ducted < 3 stars (< 2.25) | 3.7631 | 2.6526 | 1.8825 | 1.5689 | 1.7103 | 3.5701 | 3.0742 | 1.3436
≥ 6Stars | HP - Ducted < 4.5 stars (< 3) | 3.724 | 2.6135 | 1.8434 | 1.5299 | 1.6712 | 3.531 | 3.0351 | 1.3045
0 | HP - Ducted < 6 stars (< 3.75) | 3.6654 | 2.5549 | 1.7848 | 1.4712 | 1.6126 | 3.4724 | 2.9765 | 1.2459
| HP - Ducted ≥ 6 stars (≥ 3.75) | 3.6068 | 2.4962 | 1.7262 | 1.4126 | 1.5539 | 3.4138 | 2.9179 | 1.1872
| HP - Non-Ducted < 3 stars (< 2.25) | 3.697 | 2.5799 | 1.8161 | 1.4942 | 1.6407 | 3.4979 | 3.0026 | 1.2661
| HP - Non-Ducted < 4.5 stars (< 3) | 3.6644 | 2.5473 | 1.7835 | 1.4616 | 1.6082 | 3.4653 | 2.97 | 1.2335
| HP - Non-Ducted < 6 stars (< 3.75) | 3.6155 | 2.4985 | 1.7347 | 1.4128 | 1.5593 | 3.4164 | 2.9211 | 1.1846
| HP - Non-Ducted ≥ 6 stars (≥ 3.75) | 3.5666 | 2.4496 | 1.6858 | 1.3639 | 1.5104 | 3.3675 | 2.8722 | 1.1357
| Other or None Specified | 3.7631 | 2.6526 | 1.8825 | 1.5689 | 1.7103 | 3.5701 | 3.0742 | 1.3436
NCC Climate Zone |  | 5 | HEAT PUMP HEATING TYPES |  |  |  |  | State | NSW
Col 1 | Col 2 | Col 3 | Col 4 | Col 5 | Col 6 | Col 7 | Col 8 | Col 9 | Col 10
Main Type of Heater | Main type of Cooler | Electric Storage (peak) | Electric Storage (off peak) | Heat Pump (Standard) | Heat Pump (off-peak) | Solar electric (Standard) | Gas storage | Gas Instantaneous | Solar Gas
Heat Pump - Ducted | Evaporative | 3.1409 | 1.9518 | 1.3142 | 0.97074 | 1.1446 | 2.8214 | 2.3519 | 0.77579
| HP - Ducted < 3 stars (< 2.25) | 3.4638 | 2.3054 | 1.6488 | 1.3153 | 1.4608 | 3.1786 | 2.7048 | 1.1344
< 3 Stars (< 2.25) | HP - Ducted < 4.5 stars (< 3) | 3.4247 | 2.2663 | 1.6097 | 1.2762 | 1.4217 | 3.1395 | 2.6657 | 1.0953
0 | HP - Ducted < 6 stars (< 3.75) | 3.3661 | 2.2077 | 1.5511 | 1.2176 | 1.363 | 3.0809 | 2.6071 | 1.0367
| HP - Ducted ≥ 6 stars (≥ 3.75) | 3.3074 | 2.1491 | 1.4925 | 1.159 | 1.3044 | 3.0222 | 2.5484 | 0.97807
| HP - Non-Ducted < 3 stars (< 2.25) | 3.3998 | 2.2312 | 1.5767 | 1.2483 | 1.3951 | 3.1072 | 2.6342 | 1.0655
| HP - Non-Ducted < 4.5 stars (< 3) | 3.3672 | 2.1986 | 1.5441 | 1.2157 | 1.3625 | 3.0746 | 2.6016 | 1.0329
| HP - Non-Ducted < 6 stars (< 3.75) | 3.3183 | 2.1497 | 1.4952 | 1.1668 | 1.3136 | 3.0257 | 2.5527 | 0.98401
| HP - Non-Ducted ≥ 6 stars (≥ 3.75) | 3.2694 | 2.1008 | 1.4463 | 1.1179 | 1.2647 | 2.9768 | 2.5038 | 0.93512
| Other or None Specified | 3.4638 | 2.3054 | 1.6488 | 1.3153 | 1.4608 | 3.1786 | 2.7048 | 1.1344
Heat Pump - Ducted | Evaporative | 3.0996 | 1.9105 | 1.2729 | 0.92948 | 1.1033 | 2.7802 | 2.3106 | 0.73453
| HP - Ducted < 3 stars (< 2.25) | 3.4225 | 2.2642 | 1.6076 | 1.2741 | 1.4195 | 3.1373 | 2.6635 | 1.0932
< 4.5 Stars (< 3.0) | HP - Ducted < 4.5 stars (< 3) | 3.3834 | 2.2251 | 1.5685 | 1.235 | 1.3804 | 3.0983 | 2.6244 | 1.0541
0 | HP - Ducted < 6 stars (< 3.75) | 3.3248 | 2.1664 | 1.5098 | 1.1763 | 1.3218 | 3.0396 | 2.5658 | 0.99545
| HP - Ducted ≥ 6 stars (≥ 3.75) | 3.2662 | 2.1078 | 1.4512 | 1.1177 | 1.2631 | 2.981 | 2.5072 | 0.93681
| HP - Non-Ducted < 3 stars (< 2.25) | 3.3585 | 2.1899 | 1.5354 | 1.207 | 1.3539 | 3.066 | 2.5929 | 1.0242
| HP - Non-Ducted < 4.5 stars (< 3) | 3.3259 | 2.1573 | 1.5028 | 1.1744 | 1.3213 | 3.0334 | 2.5603 | 0.99164
| HP - Non-Ducted < 6 stars (< 3.75) | 3.277 | 2.1084 | 1.4539 | 1.1255 | 1.2724 | 2.9845 | 2.5114 | 0.94275
| HP - Non-Ducted ≥ 6 stars (≥ 3.75) | 3.2281 | 2.0595 | 1.405 | 1.0766 | 1.2235 | 2.9356 | 2.4625 | 0.89386
| Other or None Specified | 3.4225 | 2.2642 | 1.6076 | 1.2741 | 1.4195 | 3.1373 | 2.6635 | 1.0932
Heat Pump - Ducted | Evaporative | 3.0377 | 1.8486 | 1.211 | 0.86759 | 1.0414 | 2.7183 | 2.2488 | 0.67265
| HP - Ducted < 3 stars (< 2.25) | 3.3607 | 2.2023 | 1.5457 | 1.2122 | 1.3576 | 3.0755 | 2.6016 | 1.0313
< 6 Stars (< 3.75) | HP - Ducted < 4.5 stars (< 3) | 3.3216 | 2.1632 | 1.5066 | 1.1731 | 1.3185 | 3.0364 | 2.5625 | 0.99219
0 | HP - Ducted < 6 stars (< 3.75) | 3.2629 | 2.1045 | 1.448 | 1.1145 | 1.2599 | 2.9777 | 2.5039 | 0.93356
| HP - Ducted ≥ 6 stars (≥ 3.75) | 3.2043 | 2.0459 | 1.3893 | 1.0558 | 1.2012 | 2.9191 | 2.4453 | 0.87493
| HP - Non-Ducted < 3 stars (< 2.25) | 3.2966 | 2.128 | 1.4735 | 1.1451 | 1.292 | 3.0041 | 2.531 | 0.96235
| HP - Non-Ducted < 4.5 stars (< 3) | 3.264 | 2.0954 | 1.4409 | 1.1125 | 1.2594 | 2.9715 | 2.4984 | 0.92976
| HP - Non-Ducted < 6 stars (< 3.75) | 3.2151 | 2.0465 | 1.392 | 1.0636 | 1.2105 | 2.9226 | 2.4495 | 0.88086
| HP - Non-Ducted ≥ 6 stars (≥ 3.75) | 3.1662 | 1.9976 | 1.3431 | 1.0147 | 1.1616 | 2.8737 | 2.4006 | 0.83197
| Other or None Specified | 3.3607 | 2.2023 | 1.5457 | 1.2122 | 1.3576 | 3.0755 | 2.6016 | 1.0313
Heat Pump - Ducted | Evaporative | 2.9758 | 1.7867 | 1.1491 | 0.80571 | 0.97953 | 2.6564 | 2.1869 | 0.61076
| HP - Ducted < 3 stars (< 2.25) | 3.2988 | 2.1404 | 1.4838 | 1.1503 | 1.2957 | 3.0136 | 2.5397 | 0.9694
≥ 6 Stars (≥ 3.75) | HP - Ducted < 4.5 stars (< 3) | 3.2597 | 2.1013 | 1.4447 | 1.1112 | 1.2566 | 2.9745 | 2.5007 | 0.93031
0 | HP - Ducted < 6 stars (< 3.75) | 3.201 | 2.0427 | 1.3861 | 1.0526 | 1.198 | 2.9159 | 2.442 | 0.87167
| HP - Ducted ≥ 6 stars (≥ 3.75) | 3.1424 | 1.984 | 1.3274 | 0.99393 | 1.1394 | 2.8572 | 2.3834 | 0.81304
| HP - Non-Ducted < 3 stars (< 2.25) | 3.2347 | 2.0661 | 1.4116 | 1.0832 | 1.2301 | 2.9422 | 2.4691 | 0.90046
| HP - Non-Ducted < 4.5 stars (< 3) | 3.2021 | 2.0335 | 1.379 | 1.0506 | 1.1975 | 2.9096 | 2.4365 | 0.86787
| HP - Non-Ducted < 6 stars (< 3.75) | 3.1532 | 1.9846 | 1.3301 | 1.0018 | 1.1486 | 2.8607 | 2.3876 | 0.81898
| HP - Non-Ducted ≥ 6 stars (≥ 3.75) | 3.1043 | 1.9358 | 1.2812 | 0.95286 | 1.0997 | 2.8118 | 2.3388 | 0.77009
| Other or None Specified | 3.2988 | 2.1404 | 1.4838 | 1.1503 | 1.2957 | 3.0136 | 2.5397 | 0.9694
Heat Pump - Non Ducted | Evaporative | 3.0649 | 1.8722 | 1.252 | 0.90081 | 1.079 | 2.7373 | 2.2685 | 0.7116
| HP - Ducted < 3 stars (< 2.25) | 3.3896 | 2.2236 | 1.5783 | 1.2513 | 1.3962 | 3.0941 | 2.6236 | 1.0706
< 3 Stars (< 2.25) | HP - Ducted < 4.5 stars (< 3) | 3.3505 | 2.1846 | 1.5392 | 1.2122 | 1.3571 | 3.055 | 2.5846 | 1.0315
0 | HP - Ducted < 6 stars (< 3.75) | 3.2919 | 2.1259 | 1.4806 | 1.1536 | 1.2985 | 2.9964 | 2.5259 | 0.97286
| HP - Ducted ≥ 6 stars (≥ 3.75) | 3.2333 | 2.0673 | 1.4219 | 1.0949 | 1.2398 | 2.9377 | 2.4673 | 0.91422
| HP - Non-Ducted < 3 stars (< 2.25) | 3.3251 | 2.1489 | 1.5052 | 1.1834 | 1.3338 | 3.0224 | 2.5523 | 1.0008
| HP - Non-Ducted < 4.5 stars (< 3) | 3.2925 | 2.1163 | 1.4726 | 1.1508 | 1.3012 | 2.9898 | 2.5197 | 0.96822
| HP - Non-Ducted < 6 stars (< 3.75) | 3.2436 | 2.0674 | 1.4237 | 1.1019 | 1.2524 | 2.9409 | 2.4708 | 0.91932
| HP - Non-Ducted ≥ 6 stars (≥ 3.75) | 3.1947 | 2.0185 | 1.3748 | 1.053 | 1.2035 | 2.892 | 2.4219 | 0.87043
| Other or None Specified | 3.3896 | 2.2236 | 1.5783 | 1.2513 | 1.3962 | 3.0941 | 2.6236 | 1.0706
Heat Pump - Non Ducted | Evaporative | 3.0304 | 1.8377 | 1.2175 | 0.86631 | 1.0445 | 2.7028 | 2.234 | 0.6771
| HP - Ducted < 3 stars (< 2.25) | 3.3551 | 2.1891 | 1.5438 | 1.2168 | 1.3617 | 3.0596 | 2.5891 | 1.0361
< 4.5 Stars (< 3.0) | HP - Ducted < 4.5 stars (< 3) | 3.316 | 2.1501 | 1.5047 | 1.1777 | 1.3226 | 3.0205 | 2.5501 | 0.99699
0 | HP - Ducted < 6 stars (< 3.75) | 3.2574 | 2.0914 | 1.4461 | 1.1191 | 1.264 | 2.9619 | 2.4914 | 0.93836
| HP - Ducted ≥ 6 stars (≥ 3.75) | 3.1988 | 2.0328 | 1.3874 | 1.0604 | 1.2053 | 2.9032 | 2.4328 | 0.87972
| HP - Non-Ducted < 3 stars (< 2.25) | 3.2906 | 2.1144 | 1.4707 | 1.1489 | 1.2993 | 2.9879 | 2.5178 | 0.96631
| HP - Non-Ducted < 4.5 stars (< 3) | 3.258 | 2.0818 | 1.4381 | 1.1163 | 1.2667 | 2.9553 | 2.4852 | 0.93371
| HP - Non-Ducted < 6 stars (< 3.75) | 3.2091 | 2.0329 | 1.3892 | 1.0674 | 1.2179 | 2.9064 | 2.4363 | 0.88482
| HP - Non-Ducted ≥ 6 stars (≥ 3.75) | 3.1602 | 1.984 | 1.3403 | 1.0185 | 1.169 | 2.8575 | 2.3874 | 0.83593
| Other or None Specified | 3.3551 | 2.1891 | 1.5438 | 1.2168 | 1.3617 | 3.0596 | 2.5891 | 1.0361
Heat Pump - Non Ducted | Evaporative | 2.9787 | 1.786 | 1.1657 | 0.81456 | 0.99273 | 2.6511 | 2.1822 | 0.62535
| HP - Ducted < 3 stars (< 2.25) | 3.3034 | 2.1374 | 1.4921 | 1.165 | 1.3099 | 3.0078 | 2.5374 | 0.98433
< 6 Stars (< 3.75) | HP - Ducted < 4.5 stars (< 3) | 3.2643 | 2.0983 | 1.453 | 1.126 | 1.2709 | 2.9687 | 2.4983 | 0.94524
0 | HP - Ducted < 6 stars (< 3.75) | 3.2056 | 2.0397 | 1.3943 | 1.0673 | 1.2122 | 2.9101 | 2.4397 | 0.8866
| HP - Ducted ≥ 6 stars (≥ 3.75) | 3.147 | 1.981 | 1.3357 | 1.0087 | 1.1536 | 2.8515 | 2.381 | 0.82797
| HP - Non-Ducted < 3 stars (< 2.25) | 3.2388 | 2.0626 | 1.4189 | 1.0972 | 1.2476 | 2.9362 | 2.466 | 0.91456
| HP - Non-Ducted < 4.5 stars (< 3) | 3.2062 | 2.03 | 1.3864 | 1.0646 | 1.215 | 2.9036 | 2.4334 | 0.88196
| HP - Non-Ducted < 6 stars (< 3.75) | 3.1573 | 1.9811 | 1.3375 | 1.0157 | 1.1661 | 2.8547 | 2.3845 | 0.83307
| HP - Non-Ducted ≥ 6 stars (≥ 3.75) | 3.1084 | 1.9322 | 1.2886 | 0.96678 | 1.1172 | 2.8058 | 2.3356 | 0.78418
| Other or None Specified | 3.3034 | 2.1374 | 1.4921 | 1.165 | 1.3099 | 3.0078 | 2.5374 | 0.98433
Heat Pump - Non Ducted | Evaporative | 2.9269 | 1.7342 | 1.114 | 0.76281 | 0.94098 | 2.5993 | 2.1305 | 0.57359
| HP - Ducted < 3 stars (< 2.25) | 3.2516 | 2.0856 | 1.4403 | 1.1133 | 1.2582 | 2.9561 | 2.4856 | 0.93258
≥ 6 Stars (≥ 3.75) | HP - Ducted < 4.5 stars (< 3) | 3.2125 | 2.0465 | 1.4012 | 1.0742 | 1.2191 | 2.917 | 2.4466 | 0.89349
0 | HP - Ducted < 6 stars (< 3.75) | 3.1539 | 1.9879 | 1.3426 | 1.0156 | 1.1605 | 2.8584 | 2.3879 | 0.83485
| HP - Ducted ≥ 6 stars (≥ 3.75) | 3.0953 | 1.9293 | 1.2839 | 0.95694 | 1.1018 | 2.7997 | 2.3293 | 0.77622
| HP - Non-Ducted < 3 stars (< 2.25) | 3.1871 | 2.0109 | 1.3672 | 1.0454 | 1.1958 | 2.8844 | 2.4143 | 0.86281
| HP - Non-Ducted < 4.5 stars (< 3) | 3.1545 | 1.9783 | 1.3346 | 1.0128 | 1.1632 | 2.8518 | 2.3817 | 0.83021
| HP - Non-Ducted < 6 stars (< 3.75) | 3.1056 | 1.9294 | 1.2857 | 0.96392 | 1.1143 | 2.8029 | 2.3328 | 0.78132
| HP - Non-Ducted ≥ 6 stars (≥ 3.75) | 3.0567 | 1.8805 | 1.2368 | 0.91502 | 1.0655 | 2.754 | 2.2839 | 0.73243
| Other or None Specified | 3.2516 | 2.0856 | 1.4403 | 1.1133 | 1.2582 | 2.9561 | 2.4856 | 0.93258
NCC Climate Zone |  | 5 | OTHER HEATING TYPES |  |  |  |  | State | NSW
Col 1 | Col 2 | Col 3 | Col 4 | Col 5 | Col 6 | Col 7 | Col 8 | Col 9 | Col 10
Main Type of Heater | Main type of Cooler | Electric Storage (peak) | Electric Storage (off peak) | Heat Pump (Standard) | Heat Pump (off-peak) | Solar electric (Standard) | Gas storage | Gas Instantaneous | Solar Gas
Electric - Resistance (Panel) | Evaporative | 4.144 | 3.0337 | 2.2467 | 1.9204 | 2.0695 | 3.9501 | 3.4529 | 1.689
| HP - Ducted < 3 stars (< 2.25) | 4.5781 | 3.4886 | 2.69 | 2.3819 | 2.5204 | 4.4021 | 3.9101 | 2.1443
| HP - Ducted < 4.5 stars (< 3) | 4.539 | 3.4495 | 2.6509 | 2.3428 | 2.4813 | 4.363 | 3.871 | 2.1053
0 | HP - Ducted < 6 stars (< 3.75) | 4.4804 | 3.3909 | 2.5922 | 2.2842 | 2.4227 | 4.3044 | 3.8124 | 2.0466
| HP - Ducted ≥ 6 stars (≥ 3.75) | 4.4218 | 3.3322 | 2.5336 | 2.2255 | 2.3641 | 4.2457 | 3.7537 | 1.988
| HP - Non-Ducted < 3 stars (< 2.25) | 4.496 | 3.4017 | 2.605 | 2.2906 | 2.4334 | 4.3141 | 3.8228 | 2.0521
| HP - Non-Ducted < 4.5 stars (< 3) | 4.4634 | 3.3691 | 2.5724 | 2.258 | 2.4008 | 4.2815 | 3.7902 | 2.0195
| HP - Non-Ducted < 6 stars (< 3.75) | 4.4145 | 3.3203 | 2.5235 | 2.2091 | 2.3519 | 4.2326 | 3.7413 | 1.9706
| HP - Non-Ducted ≥ 6 stars (≥ 3.75) | 4.3657 | 3.2714 | 2.4746 | 2.1602 | 2.303 | 4.1837 | 3.6924 | 1.9217
| Other or None Specified | 4.5781 | 3.4886 | 2.69 | 2.3819 | 2.5204 | 4.4021 | 3.9101 | 2.1443
Wood Heater | Evaporative | 3.2937 | 2.1267 | 1.4335 | 1.101 | 1.2606 | 3.0265 | 2.54 | 0.90258
| HP - Ducted < 3 stars (< 2.25) | 3.7264 | 2.601 | 1.891 | 1.5641 | 1.7132 | 3.4931 | 3.009 | 1.354
| HP - Ducted < 4.5 stars (< 3) | 3.6873 | 2.5619 | 1.8519 | 1.525 | 1.6742 | 3.454 | 2.9699 | 1.3149
0 | HP - Ducted < 6 stars (< 3.75) | 3.6287 | 2.5033 | 1.7932 | 1.4664 | 1.6155 | 3.3954 | 2.9112 | 1.2563
| HP - Ducted ≥ 6 stars (≥ 3.75) | 3.5701 | 2.4446 | 1.7346 | 1.4077 | 1.5569 | 3.3367 | 2.8526 | 1.1977
| HP - Non-Ducted < 3 stars (< 2.25) | 3.6423 | 2.5097 | 1.8038 | 1.4646 | 1.6212 | 3.4041 | 2.9174 | 1.2694
| HP - Non-Ducted < 4.5 stars (< 3) | 3.6097 | 2.4771 | 1.7712 | 1.432 | 1.5886 | 3.3715 | 2.8848 | 1.2368
| HP - Non-Ducted < 6 stars (< 3.75) | 3.5608 | 2.4283 | 1.7223 | 1.3832 | 1.5397 | 3.3226 | 2.8359 | 1.1879
| HP - Non-Ducted ≥ 6 stars (≥ 3.75) | 3.5119 | 2.3794 | 1.6734 | 1.3343 | 1.4908 | 3.2737 | 2.787 | 1.139
| Other or None Specified | 3.7264 | 2.601 | 1.891 | 1.5641 | 1.7132 | 3.4931 | 3.009 | 1.354
Electric - Resistance (Slab) | Evaporative | 3.7543 | 2.631 | 1.8638 | 1.5252 | 1.6837 | 3.5556 | 3.0552 | 1.301
| HP - Ducted < 3 stars (< 2.25) | 4.1858 | 3.1018 | 2.315 | 1.9996 | 2.1305 | 4.0209 | 3.5213 | 1.7789
| HP - Ducted < 4.5 stars (< 3) | 4.1468 | 3.0627 | 2.276 | 1.9606 | 2.0914 | 3.9818 | 3.4822 | 1.7399
0 | HP - Ducted < 6 stars (< 3.75) | 4.0881 | 3.0041 | 2.2173 | 1.9019 | 2.0328 | 3.9232 | 3.4236 | 1.6812
| HP - Ducted ≥ 6 stars (≥ 3.75) | 4.0295 | 2.9454 | 2.1587 | 1.8433 | 1.9741 | 3.8646 | 3.3649 | 1.6226
| HP - Non-Ducted < 3 stars (< 2.25) | 4.1036 | 3.0109 | 2.2239 | 1.9089 | 2.0415 | 3.9318 | 3.4317 | 1.6842
| HP - Non-Ducted < 4.5 stars (< 3) | 4.071 | 2.9783 | 2.1913 | 1.8763 | 2.0089 | 3.8992 | 3.3991 | 1.6516
| HP - Non-Ducted < 6 stars (< 3.75) | 4.0221 | 2.9294 | 2.1424 | 1.8274 | 1.96 | 3.8503 | 3.3503 | 1.6027
| HP - Non-Ducted ≥ 6 stars (≥ 3.75) | 3.9732 | 2.8805 | 2.0935 | 1.7786 | 1.9111 | 3.8014 | 3.3014 | 1.5538
| Other or None Specified | 4.1858 | 3.1018 | 2.315 | 1.9996 | 2.1305 | 4.0209 | 3.5213 | 1.7789
Other or None Specified | Evaporative | 3.1409 | 1.9518 | 1.3142 | 0.97074 | 1.1446 | 2.8214 | 2.3519 | 0.77579
| HP - Ducted < 3 stars (< 2.25) | 3.4638 | 2.3054 | 1.6488 | 1.3153 | 1.4608 | 3.1786 | 2.7048 | 1.1344
| HP - Ducted < 4.5 stars (< 3) | 3.4247 | 2.2663 | 1.6097 | 1.2762 | 1.4217 | 3.1395 | 2.6657 | 1.0953
0 | HP - Ducted < 6 stars (< 3.75) | 3.3661 | 2.2077 | 1.5511 | 1.2176 | 1.363 | 3.0809 | 2.6071 | 1.0367
| HP - Ducted ≥ 6 stars (≥ 3.75) | 3.3074 | 2.1491 | 1.4925 | 1.159 | 1.3044 | 3.0222 | 2.5484 | 0.97807
| HP - Non-Ducted < 3 stars (< 2.25) | 3.3998 | 2.2312 | 1.5767 | 1.2483 | 1.3951 | 3.1072 | 2.6342 | 1.0655
| HP - Non-Ducted < 4.5 stars (< 3) | 3.3672 | 2.1986 | 1.5441 | 1.2157 | 1.3625 | 3.0746 | 2.6016 | 1.0329
| HP - Non-Ducted < 6 stars (< 3.75) | 3.3183 | 2.1497 | 1.4952 | 1.1668 | 1.3136 | 3.0257 | 2.5527 | 0.98401
| HP - Non-Ducted ≥ 6 stars (≥ 3.75) | 3.2694 | 2.1008 | 1.4463 | 1.1179 | 1.2647 | 2.9768 | 2.5038 | 0.93512
| Other or None Specified | 3.4638 | 2.3054 | 1.6488 | 1.3153 | 1.4608 | 3.1786 | 2.7048 | 1.1344
Swimming Pool Pump
| Star | MJ PV/1000L | kW PV/1000L | kW PV / 40,000
| 1 | 293.6341 | 0.060831 | 2.4332 |  | Note: For Option 2 Need to select a base case (eg, 5 Stars)
| 1.5 | 247.8239 | 0.051341 | 2.0536 |  | Requirement = difference between 5 stars and selected star rating
| 2 | 215.321 | 0.044607 | 1.7843
| 2.5 | 190.1098 | 0.039384 | 1.5754
| 3 | 169.5108 | 0.035117 | 1.4047
| 3.5 | 152.0946 | 0.031509 | 1.2603
| 4 | 137.008 | 0.028383 | 1.1353
| 4.5 | 123.7006 | 0.025626 | 1.0251
| 5 | 111.7968 | 0.02316 | 0.92642
| 5.5 | 101.0285 | 0.02093 | 0.83718
| 6 | 91.1978 | 0.018893 | 0.75572
| 6.5 | 82.1544 | 0.01702 | 0.68078
| 7 | 73.7815 | 0.015285 | 0.6114
| 7.5 | 65.9866 | 0.01367 | 0.54681
| 8 | 58.6949 | 0.01216 | 0.48638
| 8.5 | 51.8454 | 0.010741 | 0.42962
| 9 | 45.3875 | 0.0094027 | 0.37611
| 9.5 | 39.2789 | 0.0081372 | 0.32549
| 10 | 33.4837 | 0.0069367 | 0.27747
| Spa Pump |  |  |  |  | Note: For Option 2 Need to select a base case (eg, 50% of ZNSC)
| Star | MJ PV/100 L | kW PV/100L | kW PV/4000L |  | Requirement = % * Reuirement for ZNSC
| Any | 349.2577 | 0.072354 | 2.8942

## 5-QLD (hidden)
NCC Climate Zone |  | 5 | GAS HEATING TYPES |  |  |  |  | State | QLD
Col 1 | Col 2 | Col 3 | Col 4 | Col 5 | Col 6 | Col 7 | Col 8 | Col 9 | Col 10
Main Type of Heater | Main type of Cooler | Electric Storage (peak) | Electric Storage (off peak) | Heat Pump (Standard) | Heat Pump (off-peak) | Solar electric (Standard) | Gas storage | Gas Instantaneous | Solar Gas
Gas - Ducted | Evaporative | 4.2713 | 3.8409 | 2.6504 | 2.5405 | 2.4925 | 5.5186 | 4.8031 | 2.2994
(includes Hydronic) | HP - Ducted < 3 stars (< 2.25) | 4.5674 | 4.1455 | 2.9499 | 2.8481 | 2.7942 | 5.8067 | 5.099 | 2.6109
< 3Stars | HP - Ducted < 4.5 stars (< 3) | 4.5327 | 4.1108 | 2.9152 | 2.8134 | 2.7595 | 5.772 | 5.0644 | 2.5763
0 | HP - Ducted < 6 stars (< 3.75) | 4.4808 | 4.0588 | 2.8632 | 2.7614 | 2.7075 | 5.72 | 5.0124 | 2.5243
| HP - Ducted ≥ 6 stars (≥ 3.75) | 4.4288 | 4.0068 | 2.8113 | 2.7094 | 2.6555 | 5.668 | 4.9604 | 2.4723
| HP - Non-Ducted < 3 stars (< 2.25) | 4.5086 | 4.0841 | 2.8895 | 2.7872 | 2.7343 | 5.7468 | 5.038 | 2.5486
| HP - Non-Ducted < 4.5 stars (< 3) | 4.4795 | 4.055 | 2.8604 | 2.7581 | 2.7052 | 5.7177 | 5.0089 | 2.5195
| HP - Non-Ducted < 6 stars (< 3.75) | 4.4358 | 4.0114 | 2.8167 | 2.7144 | 2.6615 | 5.674 | 4.9652 | 2.4758
| HP - Non-Ducted ≥ 6 stars (≥ 3.75) | 4.3921 | 3.9677 | 2.7731 | 2.6707 | 2.6179 | 5.6304 | 4.9216 | 2.4321
| Other or None Specified | 4.5674 | 4.1455 | 2.9499 | 2.8481 | 2.7942 | 5.8067 | 5.099 | 2.6109
Gas - Ducted | Evaporative | 4.0863 | 3.656 | 2.4654 | 2.3556 | 2.3075 | 5.3337 | 4.6182 | 2.1144
(includes Hydronic) | HP - Ducted < 3 stars (< 2.25) | 4.3825 | 3.9605 | 2.765 | 2.6631 | 2.6092 | 5.6217 | 4.9141 | 2.426
< 4.5Stars | HP - Ducted < 4.5 stars (< 3) | 4.3478 | 3.9259 | 2.7303 | 2.6285 | 2.5746 | 5.5871 | 4.8794 | 2.3913
0 | HP - Ducted < 6 stars (< 3.75) | 4.2958 | 3.8739 | 2.6783 | 2.5765 | 2.5226 | 5.5351 | 4.8274 | 2.3393
| HP - Ducted ≥ 6 stars (≥ 3.75) | 4.2438 | 3.8219 | 2.6263 | 2.5245 | 2.4706 | 5.4831 | 4.7754 | 2.2873
| HP - Non-Ducted < 3 stars (< 2.25) | 4.3236 | 3.8992 | 2.7045 | 2.6022 | 2.5493 | 5.5618 | 4.8531 | 2.3636
| HP - Non-Ducted < 4.5 stars (< 3) | 4.2945 | 3.8701 | 2.6754 | 2.5731 | 2.5202 | 5.5327 | 4.824 | 2.3345
| HP - Non-Ducted < 6 stars (< 3.75) | 4.2508 | 3.8264 | 2.6318 | 2.5295 | 2.4766 | 5.4891 | 4.7803 | 2.2909
| HP - Non-Ducted ≥ 6 stars (≥ 3.75) | 4.2072 | 3.7828 | 2.5881 | 2.4858 | 2.4329 | 5.4454 | 4.7366 | 2.2472
| Other or None Specified | 4.3825 | 3.9605 | 2.765 | 2.6631 | 2.6092 | 5.6217 | 4.9141 | 2.426
Gas - Ducted | Evaporative | 3.8089 | 3.3786 | 2.188 | 2.0782 | 2.0301 | 5.0563 | 4.3407 | 1.837
(includes Hydronic) | HP - Ducted < 3 stars (< 2.25) | 4.1051 | 3.6831 | 2.4875 | 2.3857 | 2.3318 | 5.3443 | 4.6367 | 2.1486
< 6Stars | HP - Ducted < 4.5 stars (< 3) | 4.0704 | 3.6484 | 2.4529 | 2.3511 | 2.2971 | 5.3097 | 4.602 | 2.1139
0 | HP - Ducted < 6 stars (< 3.75) | 4.0184 | 3.5964 | 2.4009 | 2.2991 | 2.2452 | 5.2577 | 4.55 | 2.0619
| HP - Ducted ≥ 6 stars (≥ 3.75) | 3.9664 | 3.5445 | 2.3489 | 2.2471 | 2.1932 | 5.2057 | 4.498 | 2.0099
| HP - Non-Ducted < 3 stars (< 2.25) | 4.0462 | 3.6218 | 2.4271 | 2.3248 | 2.2719 | 5.2844 | 4.5756 | 2.0862
| HP - Non-Ducted < 4.5 stars (< 3) | 4.0171 | 3.5927 | 2.398 | 2.2957 | 2.2428 | 5.2553 | 4.5465 | 2.0571
| HP - Non-Ducted < 6 stars (< 3.75) | 3.9734 | 3.549 | 2.3544 | 2.2521 | 2.1992 | 5.2117 | 4.5029 | 2.0134
| HP - Non-Ducted ≥ 6 stars (≥ 3.75) | 3.9298 | 3.5054 | 2.3107 | 2.2084 | 2.1555 | 5.168 | 4.4592 | 1.9698
| Other or None Specified | 4.1051 | 3.6831 | 2.4875 | 2.3857 | 2.3318 | 5.3443 | 4.6367 | 2.1486
Gas - Ducted | Evaporative | 3.5315 | 3.1011 | 1.9106 | 1.8008 | 1.7527 | 4.7788 | 4.0633 | 1.5596
(includes Hydronic) | HP - Ducted < 3 stars (< 2.25) | 3.8276 | 3.4057 | 2.2101 | 2.1083 | 2.0544 | 5.0669 | 4.3593 | 1.8712
≥ 6Stars | HP - Ducted < 4.5 stars (< 3) | 3.793 | 3.371 | 2.1755 | 2.0736 | 2.0197 | 5.0323 | 4.3246 | 1.8365
0 | HP - Ducted < 6 stars (< 3.75) | 3.741 | 3.319 | 2.1235 | 2.0217 | 1.9677 | 4.9803 | 4.2726 | 1.7845
| HP - Ducted ≥ 6 stars (≥ 3.75) | 3.689 | 3.267 | 2.0715 | 1.9697 | 1.9158 | 4.9283 | 4.2206 | 1.7325
| HP - Non-Ducted < 3 stars (< 2.25) | 3.7688 | 3.3444 | 2.1497 | 2.0474 | 1.9945 | 5.007 | 4.2982 | 1.8088
| HP - Non-Ducted < 4.5 stars (< 3) | 3.7397 | 3.3153 | 2.1206 | 2.0183 | 1.9654 | 4.9779 | 4.2691 | 1.7797
| HP - Non-Ducted < 6 stars (< 3.75) | 3.696 | 3.2716 | 2.0769 | 1.9746 | 1.9217 | 4.9343 | 4.2255 | 1.736
| HP - Non-Ducted ≥ 6 stars (≥ 3.75) | 3.6524 | 3.228 | 2.0333 | 1.931 | 1.8781 | 4.8906 | 4.1818 | 1.6924
| Other or None Specified | 3.8276 | 3.4057 | 2.2101 | 2.1083 | 2.0544 | 5.0669 | 4.3593 | 1.8712
Gas - Non Ducted | Evaporative | 3.8293 | 3.3691 | 2.2069 | 2.0848 | 2.0487 | 5.0373 | 4.3244 | 1.8542
| HP - Ducted < 3 stars (< 2.25) | 4.1225 | 3.6759 | 2.5127 | 2.3963 | 2.3513 | 5.3299 | 4.625 | 2.1604
< 3Stars | HP - Ducted < 4.5 stars (< 3) | 4.0878 | 3.6412 | 2.478 | 2.3616 | 2.3166 | 5.2953 | 4.5904 | 2.1257
0 | HP - Ducted < 6 stars (< 3.75) | 4.0358 | 3.5892 | 2.426 | 2.3096 | 2.2646 | 5.2433 | 4.5384 | 2.0737
| HP - Ducted ≥ 6 stars (≥ 3.75) | 3.9838 | 3.5372 | 2.3741 | 2.2576 | 2.2126 | 5.1913 | 4.4864 | 2.0218
| HP - Non-Ducted < 3 stars (< 2.25) | 4.0645 | 3.6142 | 2.4515 | 2.333 | 2.2891 | 5.2694 | 4.5637 | 2.0986
| HP - Non-Ducted < 4.5 stars (< 3) | 4.0354 | 3.5851 | 2.4224 | 2.3039 | 2.26 | 5.2403 | 4.5346 | 2.0695
| HP - Non-Ducted < 6 stars (< 3.75) | 3.9917 | 3.5414 | 2.3787 | 2.2602 | 2.2163 | 5.1967 | 4.4909 | 2.0258
| HP - Non-Ducted ≥ 6 stars (≥ 3.75) | 3.9481 | 3.4977 | 2.3351 | 2.2165 | 2.1726 | 5.153 | 4.4473 | 1.9822
| Other or None Specified | 4.1225 | 3.6759 | 2.5127 | 2.3963 | 2.3513 | 5.3299 | 4.625 | 2.1604
Gas - Non Ducted | Evaporative | 3.7327 | 3.2726 | 2.1104 | 1.9882 | 1.9521 | 4.9407 | 4.2278 | 1.7577
| HP - Ducted < 3 stars (< 2.25) | 4.0259 | 3.5793 | 2.4161 | 2.2997 | 2.2547 | 5.2334 | 4.5285 | 2.0638
< 4.5Stars | HP - Ducted < 4.5 stars (< 3) | 3.9913 | 3.5447 | 2.3815 | 2.2651 | 2.2201 | 5.1987 | 4.4938 | 2.0292
0 | HP - Ducted < 6 stars (< 3.75) | 3.9393 | 3.4927 | 2.3295 | 2.2131 | 2.1681 | 5.1467 | 4.4418 | 1.9772
| HP - Ducted ≥ 6 stars (≥ 3.75) | 3.8873 | 3.4407 | 2.2775 | 2.1611 | 2.1161 | 5.0947 | 4.3898 | 1.9252
| HP - Non-Ducted < 3 stars (< 2.25) | 3.9679 | 3.5176 | 2.3549 | 2.2364 | 2.1925 | 5.1729 | 4.4671 | 2.002
| HP - Non-Ducted < 4.5 stars (< 3) | 3.9388 | 3.4885 | 2.3258 | 2.2073 | 2.1634 | 5.1438 | 4.438 | 1.9729
| HP - Non-Ducted < 6 stars (< 3.75) | 3.8952 | 3.4448 | 2.2822 | 2.1636 | 2.1197 | 5.1001 | 4.3944 | 1.9293
| HP - Non-Ducted ≥ 6 stars (≥ 3.75) | 3.8515 | 3.4012 | 2.2385 | 2.12 | 2.0761 | 5.0565 | 4.3507 | 1.8856
| Other or None Specified | 4.0259 | 3.5793 | 2.4161 | 2.2997 | 2.2547 | 5.2334 | 4.5285 | 2.0638
Gas - Non Ducted | Evaporative | 3.5879 | 3.1277 | 1.9655 | 1.8434 | 1.8073 | 4.7959 | 4.083 | 1.6128
| HP - Ducted < 3 stars (< 2.25) | 3.8811 | 3.4345 | 2.2713 | 2.1549 | 2.1099 | 5.0885 | 4.3836 | 1.919
< 6Stars | HP - Ducted < 4.5 stars (< 3) | 3.8464 | 3.3998 | 2.2366 | 2.1202 | 2.0752 | 5.0539 | 4.349 | 1.8843
0 | HP - Ducted < 6 stars (< 3.75) | 3.7944 | 3.3478 | 2.1846 | 2.0682 | 2.0232 | 5.0019 | 4.297 | 1.8323
| HP - Ducted ≥ 6 stars (≥ 3.75) | 3.7424 | 3.2958 | 2.1326 | 2.0162 | 1.9712 | 4.9499 | 4.245 | 1.7804
| HP - Non-Ducted < 3 stars (< 2.25) | 3.8231 | 3.3728 | 2.2101 | 2.0916 | 2.0477 | 5.028 | 4.3223 | 1.8572
| HP - Non-Ducted < 4.5 stars (< 3) | 3.794 | 3.3437 | 2.181 | 2.0625 | 2.0185 | 4.9989 | 4.2932 | 1.8281
| HP - Non-Ducted < 6 stars (< 3.75) | 3.7503 | 3.3 | 2.1373 | 2.0188 | 1.9749 | 4.9553 | 4.2495 | 1.7844
| HP - Non-Ducted ≥ 6 stars (≥ 3.75) | 3.7067 | 3.2563 | 2.0937 | 1.9751 | 1.9312 | 4.9116 | 4.2059 | 1.7408
| Other or None Specified | 3.8811 | 3.4345 | 2.2713 | 2.1549 | 2.1099 | 5.0885 | 4.3836 | 1.919
Gas - Non Ducted | Evaporative | 3.4431 | 2.9829 | 1.8207 | 1.6985 | 1.6625 | 4.651 | 3.9381 | 1.468
| HP - Ducted < 3 stars (< 2.25) | 3.7362 | 3.2896 | 2.1265 | 2.01 | 1.965 | 4.9437 | 4.2388 | 1.7742
≥ 6Stars | HP - Ducted < 4.5 stars (< 3) | 3.7016 | 3.255 | 2.0918 | 1.9754 | 1.9304 | 4.909 | 4.2041 | 1.7395
0 | HP - Ducted < 6 stars (< 3.75) | 3.6496 | 3.203 | 2.0398 | 1.9234 | 1.8784 | 4.857 | 4.1521 | 1.6875
| HP - Ducted ≥ 6 stars (≥ 3.75) | 3.5976 | 3.151 | 1.9878 | 1.8714 | 1.8264 | 4.805 | 4.1002 | 1.6355
| HP - Non-Ducted < 3 stars (< 2.25) | 3.6783 | 3.2279 | 2.0653 | 1.9467 | 1.9028 | 4.8832 | 4.1775 | 1.7123
| HP - Non-Ducted < 4.5 stars (< 3) | 3.6492 | 3.1988 | 2.0361 | 1.9176 | 1.8737 | 4.8541 | 4.1483 | 1.6832
| HP - Non-Ducted < 6 stars (< 3.75) | 3.6055 | 3.1552 | 1.9925 | 1.874 | 1.83 | 4.8104 | 4.1047 | 1.6396
| HP - Non-Ducted ≥ 6 stars (≥ 3.75) | 3.5618 | 3.1115 | 1.9488 | 1.8303 | 1.7864 | 4.7668 | 4.061 | 1.5959
| Other or None Specified | 3.7362 | 3.2896 | 2.1265 | 2.01 | 1.965 | 4.9437 | 4.2388 | 1.7742
NCC Climate Zone |  | 5 | HEAT PUMP HEATING TYPES |  |  |  |  | State | QLD
Col 1 | Col 2 | Col 3 | Col 4 | Col 5 | Col 6 | Col 7 | Col 8 | Col 9 | Col 10
Main Type of Heater | Main type of Cooler | Electric Storage (peak) | Electric Storage (off peak) | Heat Pump (Standard) | Heat Pump (off-peak) | Solar electric (Standard) | Gas storage | Gas Instantaneous | Solar Gas
Heat Pump - Ducted | Evaporative | 2.7758 | 2.2148 | 1.2149 | 1.0444 | 1.0545 | 3.8232 | 3.1319 | 0.8438
| HP - Ducted < 3 stars (< 2.25) | 3.0697 | 2.5239 | 1.5029 | 1.3463 | 1.344 | 4.1251 | 3.4369 | 1.1569
< 3 Stars (< 2.25) | HP - Ducted < 4.5 stars (< 3) | 3.035 | 2.4892 | 1.4682 | 1.3116 | 1.3093 | 4.0904 | 3.4022 | 1.1222
0 | HP - Ducted < 6 stars (< 3.75) | 2.983 | 2.4373 | 1.4162 | 1.2596 | 1.2573 | 4.0384 | 3.3503 | 1.0702
| HP - Ducted ≥ 6 stars (≥ 3.75) | 2.931 | 2.3853 | 1.3642 | 1.2076 | 1.2053 | 3.9864 | 3.2983 | 1.0182
| HP - Non-Ducted < 3 stars (< 2.25) | 3.0111 | 2.4621 | 1.4408 | 1.2871 | 1.2871 | 4.0641 | 3.3762 | 1.0961
| HP - Non-Ducted < 4.5 stars (< 3) | 2.9819 | 2.433 | 1.4117 | 1.258 | 1.258 | 4.035 | 3.3471 | 1.067
| HP - Non-Ducted < 6 stars (< 3.75) | 2.9383 | 2.3893 | 1.368 | 1.2143 | 1.2144 | 3.9913 | 3.3035 | 1.0234
| HP - Non-Ducted ≥ 6 stars (≥ 3.75) | 2.8946 | 2.3457 | 1.3244 | 1.1707 | 1.1707 | 3.9477 | 3.2598 | 0.9797
| Other or None Specified | 3.0697 | 2.5239 | 1.5029 | 1.3463 | 1.344 | 4.1251 | 3.4369 | 1.1569
Heat Pump - Ducted | Evaporative | 2.7408 | 2.1797 | 1.1798 | 1.0093 | 1.0194 | 3.7882 | 3.0968 | 0.80874
| HP - Ducted < 3 stars (< 2.25) | 3.0346 | 2.4888 | 1.4678 | 1.3112 | 1.3089 | 4.09 | 3.4019 | 1.1218
< 4.5 Stars (< 3.0) | HP - Ducted < 4.5 stars (< 3) | 3 | 2.4542 | 1.4332 | 1.2765 | 1.2742 | 4.0554 | 3.3672 | 1.0871
0 | HP - Ducted < 6 stars (< 3.75) | 2.948 | 2.4022 | 1.3812 | 1.2245 | 1.2223 | 4.0034 | 3.3152 | 1.0351
| HP - Ducted ≥ 6 stars (≥ 3.75) | 2.896 | 2.3502 | 1.3292 | 1.1726 | 1.1703 | 3.9514 | 3.2632 | 0.98315
| HP - Non-Ducted < 3 stars (< 2.25) | 2.976 | 2.427 | 1.4057 | 1.252 | 1.2521 | 4.029 | 3.3412 | 1.0611
| HP - Non-Ducted < 4.5 stars (< 3) | 2.9469 | 2.3979 | 1.3766 | 1.2229 | 1.223 | 3.9999 | 3.3121 | 1.032
| HP - Non-Ducted < 6 stars (< 3.75) | 2.9032 | 2.3543 | 1.333 | 1.1793 | 1.1793 | 3.9563 | 3.2684 | 0.9883
| HP - Non-Ducted ≥ 6 stars (≥ 3.75) | 2.8596 | 2.3106 | 1.2893 | 1.1356 | 1.1357 | 3.9126 | 3.2248 | 0.94464
| Other or None Specified | 3.0346 | 2.4888 | 1.4678 | 1.3112 | 1.3089 | 4.09 | 3.4019 | 1.1218
Heat Pump - Ducted | Evaporative | 2.6882 | 2.1271 | 1.1273 | 0.95675 | 0.96685 | 3.7356 | 3.0442 | 0.75616
| HP - Ducted < 3 stars (< 2.25) | 2.982 | 2.4363 | 1.4152 | 1.2586 | 1.2563 | 4.0374 | 3.3493 | 1.0692
< 6 Stars (< 3.75) | HP - Ducted < 4.5 stars (< 3) | 2.9474 | 2.4016 | 1.3806 | 1.224 | 1.2217 | 4.0028 | 3.3146 | 1.0345
0 | HP - Ducted < 6 stars (< 3.75) | 2.8954 | 2.3496 | 1.3286 | 1.172 | 1.1697 | 3.9508 | 3.2626 | 0.98256
| HP - Ducted ≥ 6 stars (≥ 3.75) | 2.8434 | 2.2976 | 1.2766 | 1.12 | 1.1177 | 3.8988 | 3.2106 | 0.93056
| HP - Non-Ducted < 3 stars (< 2.25) | 2.9234 | 2.3744 | 1.3531 | 1.1995 | 1.1995 | 3.9764 | 3.2886 | 1.0085
| HP - Non-Ducted < 4.5 stars (< 3) | 2.8943 | 2.3453 | 1.324 | 1.1703 | 1.1704 | 3.9473 | 3.2595 | 0.97938
| HP - Non-Ducted < 6 stars (< 3.75) | 2.8506 | 2.3017 | 1.2804 | 1.1267 | 1.1267 | 3.9037 | 3.2158 | 0.93572
| HP - Non-Ducted ≥ 6 stars (≥ 3.75) | 2.807 | 2.258 | 1.2367 | 1.083 | 1.0831 | 3.86 | 3.1722 | 0.89206
| Other or None Specified | 2.982 | 2.4363 | 1.4152 | 1.2586 | 1.2563 | 4.0374 | 3.3493 | 1.0692
Heat Pump - Ducted | Evaporative | 2.6356 | 2.0745 | 1.0747 | 0.90417 | 0.91427 | 3.683 | 2.9916 | 0.70357
| HP - Ducted < 3 stars (< 2.25) | 2.9294 | 2.3837 | 1.3627 | 1.206 | 1.2037 | 3.9848 | 3.2967 | 1.0166
≥ 6 Stars (≥ 3.75) | HP - Ducted < 4.5 stars (< 3) | 2.8948 | 2.349 | 1.328 | 1.1714 | 1.1691 | 3.9502 | 3.262 | 0.98196
0 | HP - Ducted < 6 stars (< 3.75) | 2.8428 | 2.297 | 1.276 | 1.1194 | 1.1171 | 3.8982 | 3.21 | 0.92997
| HP - Ducted ≥ 6 stars (≥ 3.75) | 2.7908 | 2.245 | 1.224 | 1.0674 | 1.0651 | 3.8462 | 3.158 | 0.87798
| HP - Non-Ducted < 3 stars (< 2.25) | 2.8708 | 2.3218 | 1.3006 | 1.1469 | 1.1469 | 3.9239 | 3.236 | 0.9559
| HP - Non-Ducted < 4.5 stars (< 3) | 2.8417 | 2.2927 | 1.2715 | 1.1178 | 1.1178 | 3.8948 | 3.2069 | 0.92679
| HP - Non-Ducted < 6 stars (< 3.75) | 2.7981 | 2.2491 | 1.2278 | 1.0741 | 1.0742 | 3.8511 | 3.1632 | 0.88313
| HP - Non-Ducted ≥ 6 stars (≥ 3.75) | 2.7544 | 2.2054 | 1.1841 | 1.0304 | 1.0305 | 3.8074 | 3.1196 | 0.83947
| Other or None Specified | 2.9294 | 2.3837 | 1.3627 | 1.206 | 1.2037 | 3.9848 | 3.2967 | 1.0166
Heat Pump - Non Ducted | Evaporative | 2.7158 | 2.1474 | 1.1603 | 0.98508 | 0.99768 | 3.7543 | 3.0635 | 0.78454
| HP - Ducted < 3 stars (< 2.25) | 3.0076 | 2.4579 | 1.4454 | 1.2907 | 1.2904 | 4.0573 | 3.3695 | 1.1013
< 3 Stars (< 2.25) | HP - Ducted < 4.5 stars (< 3) | 2.9729 | 2.4232 | 1.4107 | 1.256 | 1.2558 | 4.0226 | 3.3349 | 1.0666
0 | HP - Ducted < 6 stars (< 3.75) | 2.9209 | 2.3712 | 1.3587 | 1.204 | 1.2038 | 3.9706 | 3.2829 | 1.0146
| HP - Ducted ≥ 6 stars (≥ 3.75) | 2.8689 | 2.3192 | 1.3067 | 1.152 | 1.1518 | 3.9186 | 3.2309 | 0.96265
| HP - Non-Ducted < 3 stars (< 2.25) | 2.9486 | 2.3956 | 1.3849 | 1.2309 | 1.2331 | 3.9961 | 3.3087 | 1.04
| HP - Non-Ducted < 4.5 stars (< 3) | 2.9195 | 2.3665 | 1.3558 | 1.2018 | 1.204 | 3.967 | 3.2796 | 1.0109
| HP - Non-Ducted < 6 stars (< 3.75) | 2.8759 | 2.3229 | 1.3121 | 1.1582 | 1.1604 | 3.9234 | 3.2359 | 0.96725
| HP - Non-Ducted ≥ 6 stars (≥ 3.75) | 2.8322 | 2.2792 | 1.2685 | 1.1145 | 1.1167 | 3.8797 | 3.1923 | 0.92359
| Other or None Specified | 3.0076 | 2.4579 | 1.4454 | 1.2907 | 1.2904 | 4.0573 | 3.3695 | 1.1013
Heat Pump - Non Ducted | Evaporative | 2.6864 | 2.1181 | 1.131 | 0.95572 | 0.96831 | 3.725 | 3.0342 | 0.75517
| HP - Ducted < 3 stars (< 2.25) | 2.9782 | 2.4285 | 1.416 | 1.2613 | 1.2611 | 4.0279 | 3.3402 | 1.0719
< 4.5 Stars (< 3.0) | HP - Ducted < 4.5 stars (< 3) | 2.9435 | 2.3939 | 1.3813 | 1.2266 | 1.2264 | 3.9932 | 3.3055 | 1.0373
0 | HP - Ducted < 6 stars (< 3.75) | 2.8915 | 2.3419 | 1.3293 | 1.1746 | 1.1744 | 3.9412 | 3.2535 | 0.98527
| HP - Ducted ≥ 6 stars (≥ 3.75) | 2.8396 | 2.2899 | 1.2773 | 1.1226 | 1.1224 | 3.8892 | 3.2015 | 0.93328
| HP - Non-Ducted < 3 stars (< 2.25) | 2.9193 | 2.3663 | 1.3555 | 1.2016 | 1.2038 | 3.9668 | 3.2793 | 1.0107
| HP - Non-Ducted < 4.5 stars (< 3) | 2.8902 | 2.3371 | 1.3264 | 1.1725 | 1.1747 | 3.9377 | 3.2502 | 0.98155
| HP - Non-Ducted < 6 stars (< 3.75) | 2.8465 | 2.2935 | 1.2827 | 1.1288 | 1.131 | 3.894 | 3.2066 | 0.93789
| HP - Non-Ducted ≥ 6 stars (≥ 3.75) | 2.8028 | 2.2498 | 1.2391 | 1.0852 | 1.0873 | 3.8503 | 3.1629 | 0.89423
| Other or None Specified | 2.9782 | 2.4285 | 1.416 | 1.2613 | 1.2611 | 4.0279 | 3.3402 | 1.0719
Heat Pump - Non Ducted | Evaporative | 2.6424 | 2.074 | 1.0869 | 0.91166 | 0.92426 | 3.6809 | 2.9901 | 0.71112
| HP - Ducted < 3 stars (< 2.25) | 2.9341 | 2.3845 | 1.3719 | 1.2172 | 1.217 | 3.9838 | 3.2961 | 1.0279
< 6 Stars (< 3.75) | HP - Ducted < 4.5 stars (< 3) | 2.8995 | 2.3498 | 1.3373 | 1.1826 | 1.1824 | 3.9492 | 3.2615 | 0.99321
0 | HP - Ducted < 6 stars (< 3.75) | 2.8475 | 2.2978 | 1.2853 | 1.1306 | 1.1304 | 3.8972 | 3.2095 | 0.94122
| HP - Ducted ≥ 6 stars (≥ 3.75) | 2.7955 | 2.2458 | 1.2333 | 1.0786 | 1.0784 | 3.8452 | 3.1575 | 0.88922
| HP - Non-Ducted < 3 stars (< 2.25) | 2.8752 | 2.3222 | 1.3115 | 1.1575 | 1.1597 | 3.9227 | 3.2353 | 0.9666
| HP - Non-Ducted < 4.5 stars (< 3) | 2.8461 | 2.2931 | 1.2824 | 1.1284 | 1.1306 | 3.8936 | 3.2062 | 0.93749
| HP - Non-Ducted < 6 stars (< 3.75) | 2.8024 | 2.2494 | 1.2387 | 1.0848 | 1.087 | 3.85 | 3.1625 | 0.89383
| HP - Non-Ducted ≥ 6 stars (≥ 3.75) | 2.7588 | 2.2058 | 1.195 | 1.0411 | 1.0433 | 3.8063 | 3.1189 | 0.85017
| Other or None Specified | 2.9341 | 2.3845 | 1.3719 | 1.2172 | 1.217 | 3.9838 | 3.2961 | 1.0279
Heat Pump - Non Ducted | Evaporative | 2.5983 | 2.03 | 1.0429 | 0.86761 | 0.8802 | 3.6369 | 2.9461 | 0.66706
| HP - Ducted < 3 stars (< 2.25) | 2.8901 | 2.3404 | 1.3279 | 1.1732 | 1.173 | 3.9398 | 3.2521 | 0.98382
≥ 6 Stars (≥ 3.75) | HP - Ducted < 4.5 stars (< 3) | 2.8554 | 2.3057 | 1.2932 | 1.1385 | 1.1383 | 3.9051 | 3.2174 | 0.94915
0 | HP - Ducted < 6 stars (< 3.75) | 2.8034 | 2.2538 | 1.2412 | 1.0865 | 1.0863 | 3.8531 | 3.1654 | 0.89716
| HP - Ducted ≥ 6 stars (≥ 3.75) | 2.7514 | 2.2018 | 1.1892 | 1.0345 | 1.0343 | 3.8011 | 3.1134 | 0.84517
| HP - Non-Ducted < 3 stars (< 2.25) | 2.8312 | 2.2781 | 1.2674 | 1.1135 | 1.1157 | 3.8787 | 3.1912 | 0.92255
| HP - Non-Ducted < 4.5 stars (< 3) | 2.802 | 2.249 | 1.2383 | 1.0844 | 1.0866 | 3.8496 | 3.1621 | 0.89344
| HP - Non-Ducted < 6 stars (< 3.75) | 2.7584 | 2.2054 | 1.1946 | 1.0407 | 1.0429 | 3.8059 | 3.1185 | 0.84978
| HP - Non-Ducted ≥ 6 stars (≥ 3.75) | 2.7147 | 2.1617 | 1.151 | 0.99705 | 0.99924 | 3.7622 | 3.0748 | 0.80612
| Other or None Specified | 2.8901 | 2.3404 | 1.3279 | 1.1732 | 1.173 | 3.9398 | 3.2521 | 0.98382
NCC Climate Zone |  | 5 | OTHER HEATING TYPES |  |  |  |  | State | QLD
Col 1 | Col 2 | Col 3 | Col 4 | Col 5 | Col 6 | Col 7 | Col 8 | Col 9 | Col 10
Main Type of Heater | Main type of Cooler | Electric Storage (peak) | Electric Storage (off peak) | Heat Pump (Standard) | Heat Pump (off-peak) | Solar electric (Standard) | Gas storage | Gas Instantaneous | Solar Gas
Electric - Resistance (Panel) | Evaporative | 3.5826 | 3.0869 | 1.9702 | 1.8359 | 1.8147 | 4.7234 | 4.023 | 1.6104
| HP - Ducted < 3 stars (< 2.25) | 3.9623 | 3.4813 | 2.364 | 2.236 | 2.2045 | 5.1075 | 4.4144 | 2.0096
| HP - Ducted < 4.5 stars (< 3) | 3.9276 | 3.4466 | 2.3294 | 2.2014 | 2.1698 | 5.0729 | 4.3797 | 1.975
0 | HP - Ducted < 6 stars (< 3.75) | 3.8756 | 3.3946 | 2.2774 | 2.1494 | 2.1178 | 5.0209 | 4.3277 | 1.923
| HP - Ducted ≥ 6 stars (≥ 3.75) | 3.8236 | 3.3426 | 2.2254 | 2.0974 | 2.0658 | 4.9689 | 4.2757 | 1.871
| HP - Non-Ducted < 3 stars (< 2.25) | 3.891 | 3.4061 | 2.2874 | 2.157 | 2.1275 | 5.0326 | 4.3392 | 1.9337
| HP - Non-Ducted < 4.5 stars (< 3) | 3.8619 | 3.377 | 2.2583 | 2.1279 | 2.0984 | 5.0035 | 4.3101 | 1.9045
| HP - Non-Ducted < 6 stars (< 3.75) | 3.8182 | 3.3334 | 2.2147 | 2.0843 | 2.0548 | 4.9598 | 4.2665 | 1.8609
| HP - Non-Ducted ≥ 6 stars (≥ 3.75) | 3.7745 | 3.2897 | 2.171 | 2.0406 | 2.0111 | 4.9162 | 4.2228 | 1.8172
| Other or None Specified | 3.9623 | 3.4813 | 2.364 | 2.236 | 2.2045 | 5.1075 | 4.4144 | 2.0096
Wood Heater | Evaporative | 2.9942 | 2.4643 | 1.3951 | 1.2442 | 1.24 | 4.0993 | 3.3963 | 1.041
| HP - Ducted < 3 stars (< 2.25) | 3.3734 | 2.8675 | 1.8007 | 1.6572 | 1.6378 | 4.4954 | 3.7985 | 1.4419
| HP - Ducted < 4.5 stars (< 3) | 3.3388 | 2.8329 | 1.7661 | 1.6226 | 1.6031 | 4.4607 | 3.7638 | 1.4072
0 | HP - Ducted < 6 stars (< 3.75) | 3.2868 | 2.7809 | 1.7141 | 1.5706 | 1.5511 | 4.4087 | 3.7118 | 1.3552
| HP - Ducted ≥ 6 stars (≥ 3.75) | 3.2348 | 2.7289 | 1.6621 | 1.5186 | 1.4991 | 4.3567 | 3.6598 | 1.3032
| HP - Non-Ducted < 3 stars (< 2.25) | 3.3016 | 2.7893 | 1.7236 | 1.5747 | 1.5576 | 4.4193 | 3.7222 | 1.3585
| HP - Non-Ducted < 4.5 stars (< 3) | 3.2724 | 2.7602 | 1.6945 | 1.5455 | 1.5285 | 4.3902 | 3.6931 | 1.3294
| HP - Non-Ducted < 6 stars (< 3.75) | 3.2288 | 2.7166 | 1.6508 | 1.5019 | 1.4848 | 4.3465 | 3.6494 | 1.2857
| HP - Non-Ducted ≥ 6 stars (≥ 3.75) | 3.1851 | 2.6729 | 1.6072 | 1.4582 | 1.4412 | 4.3029 | 3.6058 | 1.2421
| Other or None Specified | 3.3734 | 2.8675 | 1.8007 | 1.6572 | 1.6378 | 4.4954 | 3.7985 | 1.4419
Electric - Resistance (Slab) | Evaporative | 3.6429 | 3.1765 | 2.0222 | 1.8983 | 1.8652 | 4.8414 | 4.1293 | 1.6677
| HP - Ducted < 3 stars (< 2.25) | 4.0251 | 3.5775 | 2.4232 | 2.3066 | 2.2617 | 5.2288 | 4.525 | 2.0734
| HP - Ducted < 4.5 stars (< 3) | 3.9904 | 3.5428 | 2.3885 | 2.2719 | 2.2271 | 5.1941 | 4.4903 | 2.0387
0 | HP - Ducted < 6 stars (< 3.75) | 3.9384 | 3.4908 | 2.3365 | 2.22 | 2.1751 | 5.1421 | 4.4384 | 1.9868
| HP - Ducted ≥ 6 stars (≥ 3.75) | 3.8864 | 3.4388 | 2.2845 | 2.168 | 2.1231 | 5.0901 | 4.3864 | 1.9348
| HP - Non-Ducted < 3 stars (< 2.25) | 3.9534 | 3.5011 | 2.3459 | 2.2265 | 2.1831 | 5.1531 | 4.449 | 1.9946
| HP - Non-Ducted < 4.5 stars (< 3) | 3.9243 | 3.472 | 2.3168 | 2.1974 | 2.154 | 5.124 | 4.4199 | 1.9655
| HP - Non-Ducted < 6 stars (< 3.75) | 3.8806 | 3.4283 | 2.2732 | 2.1538 | 2.1103 | 5.0803 | 4.3762 | 1.9218
| HP - Non-Ducted ≥ 6 stars (≥ 3.75) | 3.837 | 3.3846 | 2.2295 | 2.1101 | 2.0667 | 5.0367 | 4.3326 | 1.8781
| Other or None Specified | 4.0251 | 3.5775 | 2.4232 | 2.3066 | 2.2617 | 5.2288 | 4.525 | 2.0734
Other or None Specified | Evaporative | 2.7758 | 2.2148 | 1.2149 | 1.0444 | 1.0545 | 3.8232 | 3.1319 | 0.8438
| HP - Ducted < 3 stars (< 2.25) | 3.0697 | 2.5239 | 1.5029 | 1.3463 | 1.344 | 4.1251 | 3.4369 | 1.1569
| HP - Ducted < 4.5 stars (< 3) | 3.035 | 2.4892 | 1.4682 | 1.3116 | 1.3093 | 4.0904 | 3.4022 | 1.1222
0 | HP - Ducted < 6 stars (< 3.75) | 2.983 | 2.4373 | 1.4162 | 1.2596 | 1.2573 | 4.0384 | 3.3503 | 1.0702
| HP - Ducted ≥ 6 stars (≥ 3.75) | 2.931 | 2.3853 | 1.3642 | 1.2076 | 1.2053 | 3.9864 | 3.2983 | 1.0182
| HP - Non-Ducted < 3 stars (< 2.25) | 3.0111 | 2.4621 | 1.4408 | 1.2871 | 1.2871 | 4.0641 | 3.3762 | 1.0961
| HP - Non-Ducted < 4.5 stars (< 3) | 2.9819 | 2.433 | 1.4117 | 1.258 | 1.258 | 4.035 | 3.3471 | 1.067
| HP - Non-Ducted < 6 stars (< 3.75) | 2.9383 | 2.3893 | 1.368 | 1.2143 | 1.2144 | 3.9913 | 3.3035 | 1.0234
| HP - Non-Ducted ≥ 6 stars (≥ 3.75) | 2.8946 | 2.3457 | 1.3244 | 1.1707 | 1.1707 | 3.9477 | 3.2598 | 0.9797
| Other or None Specified | 3.0697 | 2.5239 | 1.5029 | 1.3463 | 1.344 | 4.1251 | 3.4369 | 1.1569
Swimming Pool Pump
| Star | MJ PV/1000L | kW PV/1000L | kW PV / 40,000
| 1 | 249.0604 | 0.051597 | 2.0639 |  | Note: For Option 2 Need to select a base case (eg, 5 Stars)
| 1.5 | 210.2746 | 0.043562 | 1.7425 |  | Requirement = difference between 5 stars and selected star rating
| 2 | 182.7556 | 0.037861 | 1.5144
| 2.5 | 161.4103 | 0.033439 | 1.3375
| 3 | 143.9698 | 0.029826 | 1.193
| 3.5 | 129.2242 | 0.026771 | 1.0708
| 4 | 116.4509 | 0.024125 | 0.96498
| 4.5 | 105.1841 | 0.02179 | 0.87162
| 5 | 95.1055 | 0.019703 | 0.7881
| 5.5 | 85.9884 | 0.017814 | 0.71255
| 6 | 77.6651 | 0.01609 | 0.64358
| 6.5 | 70.0084 | 0.014503 | 0.58013
| 7 | 62.9194 | 0.013035 | 0.52139
| 7.5 | 56.3197 | 0.011668 | 0.4667
| 8 | 50.1461 | 0.010389 | 0.41554
| 8.5 | 44.3469 | 0.0091872 | 0.36749
| 9 | 38.8793 | 0.0080544 | 0.32218
| 9.5 | 33.7074 | 0.006983 | 0.27932
| 10 | 28.8008 | 0.0059665 | 0.23866
| Spa Pump |  |  |  |  | Note: For Option 2 Need to select a base case (eg, 50% of ZNSC)
| Star | MJ PV/100 L | kW PV/100L | kW PV/4000L |  | Requirement = % * Reuirement for ZNSC
| Any | 295.8357 | 0.061287 | 2.4515

## 5-SA (hidden)
NCC Climate Zone |  | 5 | GAS HEATING TYPES |  |  |  |  | State | SA
Col 1 | Col 2 | Col 3 | Col 4 | Col 5 | Col 6 | Col 7 | Col 8 | Col 9 | Col 10
Main Type of Heater | Main type of Cooler | Electric Storage (peak) | Electric Storage (off peak) | Heat Pump (Standard) | Heat Pump (off-peak) | Solar electric (Standard) | Gas storage | Gas Instantaneous | Solar Gas
Gas - Ducted | Evaporative | 4.0233 | 3.1958 | 2.0613 | 1.8149 | 1.9113 | 3.8399 | 3.3266 | 1.4821
(includes Hydronic) | HP - Ducted < 3 stars (< 2.25) | 4.4685 | 3.6619 | 2.5415 | 2.3085 | 2.3831 | 4.2962 | 3.7943 | 1.9929
< 3Stars | HP - Ducted < 4.5 stars (< 3) | 4.4149 | 3.6083 | 2.4879 | 2.2549 | 2.3295 | 4.2426 | 3.7407 | 1.9393
0 | HP - Ducted < 6 stars (< 3.75) | 4.3345 | 3.5279 | 2.4075 | 2.1744 | 2.2491 | 4.1622 | 3.6603 | 1.8589
| HP - Ducted ≥ 6 stars (≥ 3.75) | 4.2541 | 3.4474 | 2.327 | 2.094 | 2.1686 | 4.0818 | 3.5799 | 1.7784
| HP - Non-Ducted < 3 stars (< 2.25) | 4.3752 | 3.5651 | 2.4405 | 2.2028 | 2.2796 | 4.2023 | 3.6969 | 1.8881
| HP - Non-Ducted < 4.5 stars (< 3) | 4.3311 | 3.521 | 2.3964 | 2.1587 | 2.2355 | 4.1583 | 3.6528 | 1.844
| HP - Non-Ducted < 6 stars (< 3.75) | 4.2649 | 3.4549 | 2.3303 | 2.0926 | 2.1694 | 4.0921 | 3.5867 | 1.7778
| HP - Non-Ducted ≥ 6 stars (≥ 3.75) | 4.1988 | 3.3888 | 2.2641 | 2.0265 | 2.1033 | 4.026 | 3.5205 | 1.7117
| Other or None Specified | 4.4685 | 3.6619 | 2.5415 | 2.3085 | 2.3831 | 4.2962 | 3.7943 | 1.9929
Gas - Ducted | Evaporative | 3.8916 | 3.0641 | 1.9295 | 1.6832 | 1.7795 | 3.7082 | 3.1949 | 1.3504
(includes Hydronic) | HP - Ducted < 3 stars (< 2.25) | 4.3368 | 3.5302 | 2.4098 | 2.1767 | 2.2514 | 4.1645 | 3.6626 | 1.8612
< 4.5Stars | HP - Ducted < 4.5 stars (< 3) | 4.2832 | 3.4766 | 2.3561 | 2.1231 | 2.1977 | 4.1109 | 3.609 | 1.8076
0 | HP - Ducted < 6 stars (< 3.75) | 4.2027 | 3.3961 | 2.2757 | 2.0427 | 2.1173 | 4.0304 | 3.5285 | 1.7271
| HP - Ducted ≥ 6 stars (≥ 3.75) | 4.1223 | 3.3157 | 2.1953 | 1.9623 | 2.0369 | 3.95 | 3.4481 | 1.6467
| HP - Non-Ducted < 3 stars (< 2.25) | 4.2434 | 3.4334 | 2.3088 | 2.0711 | 2.1479 | 4.0706 | 3.5652 | 1.7563
| HP - Non-Ducted < 4.5 stars (< 3) | 4.1993 | 3.3893 | 2.2647 | 2.027 | 2.1038 | 4.0265 | 3.5211 | 1.7122
| HP - Non-Ducted < 6 stars (< 3.75) | 4.1332 | 3.3232 | 2.1985 | 1.9609 | 2.0376 | 3.9604 | 3.4549 | 1.6461
| HP - Non-Ducted ≥ 6 stars (≥ 3.75) | 4.0671 | 3.257 | 2.1324 | 1.8947 | 1.9715 | 3.8942 | 3.3888 | 1.5799
| Other or None Specified | 4.3368 | 3.5302 | 2.4098 | 2.1767 | 2.2514 | 4.1645 | 3.6626 | 1.8612
Gas - Ducted | Evaporative | 3.694 | 2.8664 | 1.7319 | 1.4855 | 1.5819 | 3.5105 | 2.9973 | 1.1527
(includes Hydronic) | HP - Ducted < 3 stars (< 2.25) | 4.1392 | 3.3326 | 2.2121 | 1.9791 | 2.0537 | 3.9669 | 3.465 | 1.6636
< 6Stars | HP - Ducted < 4.5 stars (< 3) | 4.0856 | 3.2789 | 2.1585 | 1.9255 | 2.0001 | 3.9132 | 3.4114 | 1.6099
0 | HP - Ducted < 6 stars (< 3.75) | 4.0051 | 3.1985 | 2.0781 | 1.8451 | 1.9197 | 3.8328 | 3.3309 | 1.5295
| HP - Ducted ≥ 6 stars (≥ 3.75) | 3.9247 | 3.1181 | 1.9977 | 1.7646 | 1.8393 | 3.7524 | 3.2505 | 1.4491
| HP - Non-Ducted < 3 stars (< 2.25) | 4.0458 | 3.2358 | 2.1111 | 1.8735 | 1.9503 | 3.873 | 3.3676 | 1.5587
| HP - Non-Ducted < 4.5 stars (< 3) | 4.0017 | 3.1917 | 2.0671 | 1.8294 | 1.9062 | 3.8289 | 3.3235 | 1.5146
| HP - Non-Ducted < 6 stars (< 3.75) | 3.9356 | 3.1255 | 2.0009 | 1.7632 | 1.84 | 3.7628 | 3.2573 | 1.4485
| HP - Non-Ducted ≥ 6 stars (≥ 3.75) | 3.8694 | 3.0594 | 1.9348 | 1.6971 | 1.7739 | 3.6966 | 3.1912 | 1.3823
| Other or None Specified | 4.1392 | 3.3326 | 2.2121 | 1.9791 | 2.0537 | 3.9669 | 3.465 | 1.6636
Gas - Ducted | Evaporative | 3.4964 | 2.6688 | 1.5343 | 1.2879 | 1.3843 | 3.3129 | 2.7996 | 0.95513
(includes Hydronic) | HP - Ducted < 3 stars (< 2.25) | 3.9416 | 3.1349 | 2.0145 | 1.7815 | 1.8561 | 3.7692 | 3.2674 | 1.4659
≥ 6Stars | HP - Ducted < 4.5 stars (< 3) | 3.8879 | 3.0813 | 1.9609 | 1.7279 | 1.8025 | 3.7156 | 3.2137 | 1.4123
0 | HP - Ducted < 6 stars (< 3.75) | 3.8075 | 3.0009 | 1.8805 | 1.6474 | 1.7221 | 3.6352 | 3.1333 | 1.3319
| HP - Ducted ≥ 6 stars (≥ 3.75) | 3.7271 | 2.9205 | 1.8001 | 1.567 | 1.6417 | 3.5548 | 3.0529 | 1.2515
| HP - Non-Ducted < 3 stars (< 2.25) | 3.8482 | 3.0382 | 1.9135 | 1.6759 | 1.7527 | 3.6754 | 3.1699 | 1.3611
| HP - Non-Ducted < 4.5 stars (< 3) | 3.8041 | 2.9941 | 1.8694 | 1.6318 | 1.7086 | 3.6313 | 3.1258 | 1.317
| HP - Non-Ducted < 6 stars (< 3.75) | 3.738 | 2.9279 | 1.8033 | 1.5656 | 1.6424 | 3.5651 | 3.0597 | 1.2508
| HP - Non-Ducted ≥ 6 stars (≥ 3.75) | 3.6718 | 2.8618 | 1.7372 | 1.4995 | 1.5763 | 3.499 | 2.9936 | 1.1847
| Other or None Specified | 3.9416 | 3.1349 | 2.0145 | 1.7815 | 1.8561 | 3.7692 | 3.2674 | 1.4659
Gas - Non Ducted | Evaporative | 3.6823 | 2.8299 | 1.7449 | 1.4723 | 1.5842 | 3.4679 | 2.9589 | 1.1886
| HP - Ducted < 3 stars (< 2.25) | 4.1287 | 3.3069 | 2.2124 | 1.9844 | 2.0621 | 3.9332 | 3.4343 | 1.6739
< 3Stars | HP - Ducted < 4.5 stars (< 3) | 4.0751 | 3.2533 | 2.1588 | 1.9308 | 2.0085 | 3.8796 | 3.3806 | 1.6203
0 | HP - Ducted < 6 stars (< 3.75) | 3.9946 | 3.1728 | 2.0784 | 1.8503 | 1.928 | 3.7992 | 3.3002 | 1.5399
| HP - Ducted ≥ 6 stars (≥ 3.75) | 3.9142 | 3.0924 | 1.9979 | 1.7699 | 1.8476 | 3.7188 | 3.2198 | 1.4595
| HP - Non-Ducted < 3 stars (< 2.25) | 4.0372 | 3.2082 | 2.1149 | 1.8802 | 1.9647 | 3.8372 | 3.3363 | 1.564
| HP - Non-Ducted < 4.5 stars (< 3) | 3.9931 | 3.1641 | 2.0709 | 1.8361 | 1.9206 | 3.7931 | 3.2922 | 1.5199
| HP - Non-Ducted < 6 stars (< 3.75) | 3.9269 | 3.098 | 2.0047 | 1.7699 | 1.8545 | 3.727 | 3.226 | 1.4538
| HP - Non-Ducted ≥ 6 stars (≥ 3.75) | 3.8608 | 3.0319 | 1.9386 | 1.7038 | 1.7883 | 3.6609 | 3.1599 | 1.3876
| Other or None Specified | 4.1287 | 3.3069 | 2.2124 | 1.9844 | 2.0621 | 3.9332 | 3.4343 | 1.6739
Gas - Non Ducted | Evaporative | 3.6157 | 2.7633 | 1.6783 | 1.4057 | 1.5176 | 3.4013 | 2.8923 | 1.122
| HP - Ducted < 3 stars (< 2.25) | 4.0621 | 3.2403 | 2.1458 | 1.9178 | 1.9955 | 3.8666 | 3.3677 | 1.6073
< 4.5Stars | HP - Ducted < 4.5 stars (< 3) | 4.0085 | 3.1867 | 2.0922 | 1.8642 | 1.9419 | 3.813 | 3.314 | 1.5537
0 | HP - Ducted < 6 stars (< 3.75) | 3.928 | 3.1062 | 2.0118 | 1.7838 | 1.8614 | 3.7326 | 3.2336 | 1.4733
| HP - Ducted ≥ 6 stars (≥ 3.75) | 3.8476 | 3.0258 | 1.9313 | 1.7033 | 1.781 | 3.6522 | 3.1532 | 1.3929
| HP - Non-Ducted < 3 stars (< 2.25) | 3.9706 | 3.1416 | 2.0484 | 1.8136 | 1.8981 | 3.7706 | 3.2697 | 1.4974
| HP - Non-Ducted < 4.5 stars (< 3) | 3.9265 | 3.0976 | 2.0043 | 1.7695 | 1.854 | 3.7265 | 3.2256 | 1.4533
| HP - Non-Ducted < 6 stars (< 3.75) | 3.8603 | 3.0314 | 1.9381 | 1.7033 | 1.7879 | 3.6604 | 3.1594 | 1.3872
| HP - Non-Ducted ≥ 6 stars (≥ 3.75) | 3.7942 | 2.9653 | 1.872 | 1.6372 | 1.7217 | 3.5943 | 3.0933 | 1.321
| Other or None Specified | 4.0621 | 3.2403 | 2.1458 | 1.9178 | 1.9955 | 3.8666 | 3.3677 | 1.6073
Gas - Non Ducted | Evaporative | 3.5158 | 2.6634 | 1.5784 | 1.3058 | 1.4177 | 3.3014 | 2.7924 | 1.0221
| HP - Ducted < 3 stars (< 2.25) | 3.9622 | 3.1404 | 2.0459 | 1.8179 | 1.8956 | 3.7668 | 3.2678 | 1.5074
< 6Stars | HP - Ducted < 4.5 stars (< 3) | 3.9086 | 3.0868 | 1.9923 | 1.7643 | 1.842 | 3.7131 | 3.2142 | 1.4538
0 | HP - Ducted < 6 stars (< 3.75) | 3.8281 | 3.0063 | 1.9119 | 1.6839 | 1.7615 | 3.6327 | 3.1337 | 1.3734
| HP - Ducted ≥ 6 stars (≥ 3.75) | 3.7477 | 2.9259 | 1.8314 | 1.6034 | 1.6811 | 3.5523 | 3.0533 | 1.293
| HP - Non-Ducted < 3 stars (< 2.25) | 3.8707 | 3.0418 | 1.9485 | 1.7137 | 1.7982 | 3.6708 | 3.1698 | 1.3975
| HP - Non-Ducted < 4.5 stars (< 3) | 3.8266 | 2.9977 | 1.9044 | 1.6696 | 1.7541 | 3.6267 | 3.1257 | 1.3534
| HP - Non-Ducted < 6 stars (< 3.75) | 3.7605 | 2.9315 | 1.8382 | 1.6035 | 1.688 | 3.5605 | 3.0595 | 1.2873
| HP - Non-Ducted ≥ 6 stars (≥ 3.75) | 3.6943 | 2.8654 | 1.7721 | 1.5373 | 1.6218 | 3.4944 | 2.9934 | 1.2211
| Other or None Specified | 3.9622 | 3.1404 | 2.0459 | 1.8179 | 1.8956 | 3.7668 | 3.2678 | 1.5074
Gas - Non Ducted | Evaporative | 3.4159 | 2.5635 | 1.4785 | 1.2059 | 1.3178 | 3.2015 | 2.6925 | 0.9222
| HP - Ducted < 3 stars (< 2.25) | 3.8623 | 3.0405 | 1.946 | 1.718 | 1.7957 | 3.6669 | 3.1679 | 1.4076
≥ 6Stars | HP - Ducted < 4.5 stars (< 3) | 3.8087 | 2.9869 | 1.8924 | 1.6644 | 1.7421 | 3.6132 | 3.1143 | 1.3539
0 | HP - Ducted < 6 stars (< 3.75) | 3.7282 | 2.9065 | 1.812 | 1.584 | 1.6616 | 3.5328 | 3.0338 | 1.2735
| HP - Ducted ≥ 6 stars (≥ 3.75) | 3.6478 | 2.826 | 1.7316 | 1.5035 | 1.5812 | 3.4524 | 2.9534 | 1.1931
| HP - Non-Ducted < 3 stars (< 2.25) | 3.7708 | 2.9419 | 1.8486 | 1.6138 | 1.6983 | 3.5709 | 3.0699 | 1.2976
| HP - Non-Ducted < 4.5 stars (< 3) | 3.7267 | 2.8978 | 1.8045 | 1.5697 | 1.6542 | 3.5268 | 3.0258 | 1.2535
| HP - Non-Ducted < 6 stars (< 3.75) | 3.6606 | 2.8316 | 1.7383 | 1.5036 | 1.5881 | 3.4606 | 2.9596 | 1.1874
| HP - Non-Ducted ≥ 6 stars (≥ 3.75) | 3.5944 | 2.7655 | 1.6722 | 1.4374 | 1.5219 | 3.3945 | 2.8935 | 1.1212
| Other or None Specified | 3.8623 | 3.0405 | 1.946 | 1.718 | 1.7957 | 3.6669 | 3.1679 | 1.4076
NCC Climate Zone |  | 5 | HEAT PUMP HEATING TYPES |  |  |  |  | State | SA
Col 1 | Col 2 | Col 3 | Col 4 | Col 5 | Col 6 | Col 7 | Col 8 | Col 9 | Col 10
Main Type of Heater | Main type of Cooler | Electric Storage (peak) | Electric Storage (off peak) | Heat Pump (Standard) | Heat Pump (off-peak) | Solar electric (Standard) | Gas storage | Gas Instantaneous | Solar Gas
Heat Pump - Ducted | Evaporative | 3.1484 | 2.2057 | 1.2904 | 1.0127 | 1.1463 | 2.8004 | 2.3241 | 0.74698
| HP - Ducted < 3 stars (< 2.25) | 3.5882 | 2.6856 | 1.7445 | 1.4688 | 1.5867 | 3.272 | 2.7992 | 1.2289
< 3 Stars (< 2.25) | HP - Ducted < 4.5 stars (< 3) | 3.5345 | 2.632 | 1.6909 | 1.4152 | 1.5331 | 3.2184 | 2.7456 | 1.1753
0 | HP - Ducted < 6 stars (< 3.75) | 3.4541 | 2.5516 | 1.6105 | 1.3348 | 1.4526 | 3.1379 | 2.6651 | 1.0949
| HP - Ducted ≥ 6 stars (≥ 3.75) | 3.3737 | 2.4712 | 1.5301 | 1.2544 | 1.3722 | 3.0575 | 2.5847 | 1.0144
| HP - Non-Ducted < 3 stars (< 2.25) | 3.4947 | 2.5865 | 1.6454 | 1.3784 | 1.4835 | 3.1744 | 2.7013 | 1.1359
| HP - Non-Ducted < 4.5 stars (< 3) | 3.4506 | 2.5424 | 1.6013 | 1.3343 | 1.4394 | 3.1303 | 2.6572 | 1.0918
| HP - Non-Ducted < 6 stars (< 3.75) | 3.3845 | 2.4763 | 1.5351 | 1.2681 | 1.3733 | 3.0641 | 2.591 | 1.0256
| HP - Non-Ducted ≥ 6 stars (≥ 3.75) | 3.3183 | 2.4101 | 1.469 | 1.202 | 1.3071 | 2.998 | 2.5249 | 0.9595
| Other or None Specified | 3.5882 | 2.6856 | 1.7445 | 1.4688 | 1.5867 | 3.272 | 2.7992 | 1.2289
Heat Pump - Ducted | Evaporative | 3.1062 | 2.1635 | 1.2482 | 0.9705 | 1.1041 | 2.7582 | 2.2819 | 0.7048
| HP - Ducted < 3 stars (< 2.25) | 3.546 | 2.6435 | 1.7024 | 1.4267 | 1.5445 | 3.2298 | 2.757 | 1.1867
< 4.5 Stars (< 3.0) | HP - Ducted < 4.5 stars (< 3) | 3.4924 | 2.5898 | 1.6487 | 1.373 | 1.4909 | 3.1762 | 2.7034 | 1.1331
0 | HP - Ducted < 6 stars (< 3.75) | 3.4119 | 2.5094 | 1.5683 | 1.2926 | 1.4105 | 3.0958 | 2.6229 | 1.0527
| HP - Ducted ≥ 6 stars (≥ 3.75) | 3.3315 | 2.429 | 1.4879 | 1.2122 | 1.33 | 3.0153 | 2.5425 | 0.97226
| HP - Non-Ducted < 3 stars (< 2.25) | 3.4525 | 2.5443 | 1.6032 | 1.3362 | 1.4413 | 3.1322 | 2.6591 | 1.0937
| HP - Non-Ducted < 4.5 stars (< 3) | 3.4084 | 2.5002 | 1.5591 | 1.2921 | 1.3972 | 3.0881 | 2.615 | 1.0496
| HP - Non-Ducted < 6 stars (< 3.75) | 3.3423 | 2.4341 | 1.4929 | 1.226 | 1.3311 | 3.0219 | 2.5488 | 0.98346
| HP - Non-Ducted ≥ 6 stars (≥ 3.75) | 3.2761 | 2.3679 | 1.4268 | 1.1598 | 1.2649 | 2.9558 | 2.4827 | 0.91732
| Other or None Specified | 3.546 | 2.6435 | 1.7024 | 1.4267 | 1.5445 | 3.2298 | 2.757 | 1.1867
Heat Pump - Ducted | Evaporative | 3.0429 | 2.1003 | 1.185 | 0.90723 | 1.0408 | 2.6949 | 2.2187 | 0.64153
| HP - Ducted < 3 stars (< 2.25) | 3.4827 | 2.5802 | 1.6391 | 1.3634 | 1.4812 | 3.1665 | 2.6937 | 1.1235
< 6 Stars (< 3.75) | HP - Ducted < 4.5 stars (< 3) | 3.4291 | 2.5266 | 1.5855 | 1.3098 | 1.4276 | 3.1129 | 2.6401 | 1.0698
0 | HP - Ducted < 6 stars (< 3.75) | 3.3487 | 2.4461 | 1.5051 | 1.2294 | 1.3472 | 3.0325 | 2.5597 | 0.98941
| HP - Ducted ≥ 6 stars (≥ 3.75) | 3.2682 | 2.3657 | 1.4246 | 1.1489 | 1.2668 | 2.9521 | 2.4792 | 0.90899
| HP - Non-Ducted < 3 stars (< 2.25) | 3.3892 | 2.4811 | 1.5399 | 1.2729 | 1.378 | 3.0689 | 2.5958 | 1.0304
| HP - Non-Ducted < 4.5 stars (< 3) | 3.3451 | 2.437 | 1.4958 | 1.2288 | 1.3339 | 3.0248 | 2.5517 | 0.98633
| HP - Non-Ducted < 6 stars (< 3.75) | 3.279 | 2.3708 | 1.4297 | 1.1627 | 1.2678 | 2.9587 | 2.4856 | 0.92019
| HP - Non-Ducted ≥ 6 stars (≥ 3.75) | 3.2129 | 2.3047 | 1.3635 | 1.0965 | 1.2017 | 2.8925 | 2.4194 | 0.85405
| Other or None Specified | 3.4827 | 2.5802 | 1.6391 | 1.3634 | 1.4812 | 3.1665 | 2.6937 | 1.1235
Heat Pump - Ducted | Evaporative | 2.9797 | 2.037 | 1.1217 | 0.84396 | 0.97757 | 2.6316 | 2.1554 | 0.57826
| HP - Ducted < 3 stars (< 2.25) | 3.4194 | 2.5169 | 1.5758 | 1.3001 | 1.418 | 3.1033 | 2.6304 | 1.0602
≥ 6 Stars (≥ 3.75) | HP - Ducted < 4.5 stars (< 3) | 3.3658 | 2.4633 | 1.5222 | 1.2465 | 1.3643 | 3.0496 | 2.5768 | 1.0066
0 | HP - Ducted < 6 stars (< 3.75) | 3.2854 | 2.3829 | 1.4418 | 1.1661 | 1.2839 | 2.9692 | 2.4964 | 0.92614
| HP - Ducted ≥ 6 stars (≥ 3.75) | 3.205 | 2.3025 | 1.3614 | 1.0857 | 1.2035 | 2.8888 | 2.416 | 0.84571
| HP - Non-Ducted < 3 stars (< 2.25) | 3.326 | 2.4178 | 1.4766 | 1.2096 | 1.3148 | 3.0056 | 2.5325 | 0.96716
| HP - Non-Ducted < 4.5 stars (< 3) | 3.2819 | 2.3737 | 1.4325 | 1.1656 | 1.2707 | 2.9615 | 2.4884 | 0.92306
| HP - Non-Ducted < 6 stars (< 3.75) | 3.2157 | 2.3075 | 1.3664 | 1.0994 | 1.2045 | 2.8954 | 2.4223 | 0.85692
| HP - Non-Ducted ≥ 6 stars (≥ 3.75) | 3.1496 | 2.2414 | 1.3003 | 1.0333 | 1.1384 | 2.8293 | 2.3562 | 0.79078
| Other or None Specified | 3.4194 | 2.5169 | 1.5758 | 1.3001 | 1.418 | 3.1033 | 2.6304 | 1.0602
Heat Pump - Non Ducted | Evaporative | 3.0694 | 2.1202 | 1.2281 | 0.94137 | 1.0798 | 2.716 | 2.2386 | 0.69509
| HP - Ducted < 3 stars (< 2.25) | 3.5086 | 2.606 | 1.6729 | 1.4054 | 1.5123 | 3.19 | 2.7196 | 1.1653
< 3 Stars (< 2.25) | HP - Ducted < 4.5 stars (< 3) | 3.455 | 2.5524 | 1.6193 | 1.3518 | 1.4587 | 3.1364 | 2.666 | 1.1117
0 | HP - Ducted < 6 stars (< 3.75) | 3.3745 | 2.4719 | 1.5388 | 1.2714 | 1.3783 | 3.056 | 2.5855 | 1.0313
| HP - Ducted ≥ 6 stars (≥ 3.75) | 3.2941 | 2.3915 | 1.4584 | 1.1909 | 1.2979 | 2.9755 | 2.5051 | 0.95083
| HP - Non-Ducted < 3 stars (< 2.25) | 3.4188 | 2.5055 | 1.5722 | 1.3143 | 1.417 | 3.0912 | 2.6203 | 1.0712
| HP - Non-Ducted < 4.5 stars (< 3) | 3.3747 | 2.4614 | 1.5281 | 1.2702 | 1.3729 | 3.0471 | 2.5762 | 1.0271
| HP - Non-Ducted < 6 stars (< 3.75) | 3.3086 | 2.3953 | 1.462 | 1.2041 | 1.3068 | 2.981 | 2.5101 | 0.96092
| HP - Non-Ducted ≥ 6 stars (≥ 3.75) | 3.2424 | 2.3291 | 1.3959 | 1.1379 | 1.2406 | 2.9149 | 2.444 | 0.89478
| Other or None Specified | 3.5086 | 2.606 | 1.6729 | 1.4054 | 1.5123 | 3.19 | 2.7196 | 1.1653
Heat Pump - Non Ducted | Evaporative | 3.034 | 2.0848 | 1.1926 | 0.90596 | 1.0444 | 2.6806 | 2.2032 | 0.65968
| HP - Ducted < 3 stars (< 2.25) | 3.4732 | 2.5706 | 1.6375 | 1.37 | 1.4769 | 3.1546 | 2.6842 | 1.1299
< 4.5 Stars (< 3.0) | HP - Ducted < 4.5 stars (< 3) | 3.4195 | 2.517 | 1.5838 | 1.3164 | 1.4233 | 3.101 | 2.6306 | 1.0763
0 | HP - Ducted < 6 stars (< 3.75) | 3.3391 | 2.4365 | 1.5034 | 1.2359 | 1.3429 | 3.0205 | 2.5501 | 0.99584
| HP - Ducted ≥ 6 stars (≥ 3.75) | 3.2587 | 2.3561 | 1.423 | 1.1555 | 1.2625 | 2.9401 | 2.4697 | 0.91542
| HP - Non-Ducted < 3 stars (< 2.25) | 3.3834 | 2.4701 | 1.5368 | 1.2789 | 1.3816 | 3.0558 | 2.5849 | 1.0357
| HP - Non-Ducted < 4.5 stars (< 3) | 3.3393 | 2.426 | 1.4927 | 1.2348 | 1.3375 | 3.0117 | 2.5408 | 0.99165
| HP - Non-Ducted < 6 stars (< 3.75) | 3.2731 | 2.3599 | 1.4266 | 1.1687 | 1.2714 | 2.9456 | 2.4747 | 0.92551
| HP - Non-Ducted ≥ 6 stars (≥ 3.75) | 3.207 | 2.2937 | 1.3605 | 1.1025 | 1.2052 | 2.8794 | 2.4086 | 0.85937
| Other or None Specified | 3.4732 | 2.5706 | 1.6375 | 1.37 | 1.4769 | 3.1546 | 2.6842 | 1.1299
Heat Pump - Non Ducted | Evaporative | 2.9809 | 2.0317 | 1.1395 | 0.85284 | 0.99124 | 2.6275 | 2.1501 | 0.60657
| HP - Ducted < 3 stars (< 2.25) | 3.4201 | 2.5175 | 1.5843 | 1.3169 | 1.4238 | 3.1015 | 2.6311 | 1.0768
< 6 Stars (< 3.75) | HP - Ducted < 4.5 stars (< 3) | 3.3664 | 2.4638 | 1.5307 | 1.2633 | 1.3702 | 3.0479 | 2.5774 | 1.0232
0 | HP - Ducted < 6 stars (< 3.75) | 3.286 | 2.3834 | 1.4503 | 1.1828 | 1.2898 | 2.9674 | 2.497 | 0.94273
| HP - Ducted ≥ 6 stars (≥ 3.75) | 3.2056 | 2.303 | 1.3699 | 1.1024 | 1.2094 | 2.887 | 2.4166 | 0.8623
| HP - Non-Ducted < 3 stars (< 2.25) | 3.3303 | 2.417 | 1.4837 | 1.2258 | 1.3285 | 3.0027 | 2.5318 | 0.98263
| HP - Non-Ducted < 4.5 stars (< 3) | 3.2862 | 2.3729 | 1.4396 | 1.1817 | 1.2844 | 2.9586 | 2.4877 | 0.93854
| HP - Non-Ducted < 6 stars (< 3.75) | 3.22 | 2.3068 | 1.3735 | 1.1155 | 1.2183 | 2.8925 | 2.4216 | 0.8724
| HP - Non-Ducted ≥ 6 stars (≥ 3.75) | 3.1539 | 2.2406 | 1.3073 | 1.0494 | 1.1521 | 2.8263 | 2.3554 | 0.80625
| Other or None Specified | 3.4201 | 2.5175 | 1.5843 | 1.3169 | 1.4238 | 3.1015 | 2.6311 | 1.0768
Heat Pump - Non Ducted | Evaporative | 2.9278 | 1.9785 | 1.0864 | 0.79973 | 0.93813 | 2.5744 | 2.0969 | 0.55345
| HP - Ducted < 3 stars (< 2.25) | 3.3669 | 2.4643 | 1.5312 | 1.2638 | 1.3707 | 3.0484 | 2.5779 | 1.0237
≥ 6 Stars (≥ 3.75) | HP - Ducted < 4.5 stars (< 3) | 3.3133 | 2.4107 | 1.4776 | 1.2101 | 1.3171 | 2.9947 | 2.5243 | 0.97004
0 | HP - Ducted < 6 stars (< 3.75) | 3.2329 | 2.3303 | 1.3972 | 1.1297 | 1.2367 | 2.9143 | 2.4439 | 0.88962
| HP - Ducted ≥ 6 stars (≥ 3.75) | 3.1525 | 2.2499 | 1.3168 | 1.0493 | 1.1562 | 2.8339 | 2.3635 | 0.80919
| HP - Non-Ducted < 3 stars (< 2.25) | 3.2772 | 2.3639 | 1.4306 | 1.1727 | 1.2754 | 2.9496 | 2.4787 | 0.92952
| HP - Non-Ducted < 4.5 stars (< 3) | 3.2331 | 2.3198 | 1.3865 | 1.1286 | 1.2313 | 2.9055 | 2.4346 | 0.88542
| HP - Non-Ducted < 6 stars (< 3.75) | 3.1669 | 2.2536 | 1.3204 | 1.0624 | 1.1651 | 2.8394 | 2.3685 | 0.81928
| HP - Non-Ducted ≥ 6 stars (≥ 3.75) | 3.1008 | 2.1875 | 1.2542 | 0.99628 | 1.099 | 2.7732 | 2.3023 | 0.75314
| Other or None Specified | 3.3669 | 2.4643 | 1.5312 | 1.2638 | 1.3707 | 3.0484 | 2.5779 | 1.0237
NCC Climate Zone |  | 5 | OTHER HEATING TYPES |  |  |  |  | State | SA
Col 1 | Col 2 | Col 3 | Col 4 | Col 5 | Col 6 | Col 7 | Col 8 | Col 9 | Col 10
Main Type of Heater | Main type of Cooler | Electric Storage (peak) | Electric Storage (off peak) | Heat Pump (Standard) | Heat Pump (off-peak) | Solar electric (Standard) | Gas storage | Gas Instantaneous | Solar Gas
Electric - Resistance (Panel) | Evaporative | 4.1947 | 3.3218 | 2.2459 | 1.9908 | 2.1 | 3.9362 | 3.4471 | 1.6783
| HP - Ducted < 3 stars (< 2.25) | 4.7657 | 3.9086 | 2.8484 | 2.6135 | 2.7042 | 4.5104 | 4.0331 | 2.3003
| HP - Ducted < 4.5 stars (< 3) | 4.7121 | 3.855 | 2.7948 | 2.5599 | 2.6505 | 4.4568 | 3.9795 | 2.2467
0 | HP - Ducted < 6 stars (< 3.75) | 4.6317 | 3.7746 | 2.7144 | 2.4795 | 2.5701 | 4.3764 | 3.8991 | 2.1662
| HP - Ducted ≥ 6 stars (≥ 3.75) | 4.5513 | 3.6941 | 2.634 | 2.399 | 2.4897 | 4.296 | 3.8187 | 2.0858
| HP - Non-Ducted < 3 stars (< 2.25) | 4.6542 | 3.792 | 2.7276 | 2.4902 | 2.5854 | 4.3962 | 3.9174 | 2.1725
| HP - Non-Ducted < 4.5 stars (< 3) | 4.6101 | 3.7479 | 2.6835 | 2.4461 | 2.5413 | 4.3522 | 3.8733 | 2.1284
| HP - Non-Ducted < 6 stars (< 3.75) | 4.544 | 3.6817 | 2.6174 | 2.38 | 2.4751 | 4.286 | 3.8072 | 2.0623
| HP - Non-Ducted ≥ 6 stars (≥ 3.75) | 4.4778 | 3.6156 | 2.5513 | 2.3138 | 2.409 | 4.2199 | 3.741 | 1.9962
| Other or None Specified | 4.7657 | 3.9086 | 2.8484 | 2.6135 | 2.7042 | 4.5104 | 4.0331 | 2.3003
Wood Heater | Evaporative | 3.1606 | 2.2537 | 1.2772 | 1.0074 | 1.1323 | 2.8725 | 2.3759 | 0.73259
| HP - Ducted < 3 stars (< 2.25) | 3.7516 | 2.899 | 1.8956 | 1.6526 | 1.7436 | 3.5013 | 3.0219 | 1.3664
| HP - Ducted < 4.5 stars (< 3) | 3.698 | 2.8454 | 1.842 | 1.599 | 1.69 | 3.4477 | 2.9683 | 1.3127
0 | HP - Ducted < 6 stars (< 3.75) | 3.6176 | 2.765 | 1.7616 | 1.5186 | 1.6096 | 3.3673 | 2.8879 | 1.2323
| HP - Ducted ≥ 6 stars (≥ 3.75) | 3.5371 | 2.6845 | 1.6811 | 1.4382 | 1.5291 | 3.2868 | 2.8074 | 1.1519
| HP - Non-Ducted < 3 stars (< 2.25) | 3.6329 | 2.7683 | 1.7734 | 1.5148 | 1.6154 | 3.3767 | 2.891 | 1.249
| HP - Non-Ducted < 4.5 stars (< 3) | 3.5888 | 2.7242 | 1.7293 | 1.4707 | 1.5713 | 3.3326 | 2.8469 | 1.2049
| HP - Non-Ducted < 6 stars (< 3.75) | 3.5227 | 2.6581 | 1.6632 | 1.4046 | 1.5052 | 3.2665 | 2.7808 | 1.1388
| HP - Non-Ducted ≥ 6 stars (≥ 3.75) | 3.4565 | 2.5919 | 1.5971 | 1.3385 | 1.439 | 3.2003 | 2.7146 | 1.0727
| Other or None Specified | 3.7516 | 2.899 | 1.8956 | 1.6526 | 1.7436 | 3.5013 | 3.0219 | 1.3664
Electric - Resistance (Slab) | Evaporative | 3.9467 | 3.1329 | 1.9788 | 1.741 | 1.8302 | 3.7813 | 3.2654 | 1.4013
| HP - Ducted < 3 stars (< 2.25) | 4.5362 | 3.7508 | 2.618 | 2.4033 | 2.4631 | 4.383 | 3.8836 | 2.0718
| HP - Ducted < 4.5 stars (< 3) | 4.4826 | 3.6972 | 2.5644 | 2.3497 | 2.4095 | 4.3294 | 3.83 | 2.0182
0 | HP - Ducted < 6 stars (< 3.75) | 4.4022 | 3.6167 | 2.484 | 2.2692 | 2.3291 | 4.249 | 3.7496 | 1.9377
| HP - Ducted ≥ 6 stars (≥ 3.75) | 4.3217 | 3.5363 | 2.4036 | 2.1888 | 2.2487 | 4.1685 | 3.6691 | 1.8573
| HP - Non-Ducted < 3 stars (< 2.25) | 4.4194 | 3.6273 | 2.4922 | 2.2694 | 2.3351 | 4.2634 | 3.7608 | 1.9448
| HP - Non-Ducted < 4.5 stars (< 3) | 4.3753 | 3.5832 | 2.4481 | 2.2253 | 2.291 | 4.2193 | 3.7167 | 1.9007
| HP - Non-Ducted < 6 stars (< 3.75) | 4.3092 | 3.517 | 2.382 | 2.1592 | 2.2248 | 4.1532 | 3.6506 | 1.8345
| HP - Non-Ducted ≥ 6 stars (≥ 3.75) | 4.2431 | 3.4509 | 2.3158 | 2.0931 | 2.1587 | 4.087 | 3.5844 | 1.7684
| Other or None Specified | 4.5362 | 3.7508 | 2.618 | 2.4033 | 2.4631 | 4.383 | 3.8836 | 2.0718
Other or None Specified | Evaporative | 3.1484 | 2.2057 | 1.2904 | 1.0127 | 1.1463 | 2.8004 | 2.3241 | 0.74698
| HP - Ducted < 3 stars (< 2.25) | 3.5882 | 2.6856 | 1.7445 | 1.4688 | 1.5867 | 3.272 | 2.7992 | 1.2289
| HP - Ducted < 4.5 stars (< 3) | 3.5345 | 2.632 | 1.6909 | 1.4152 | 1.5331 | 3.2184 | 2.7456 | 1.1753
0 | HP - Ducted < 6 stars (< 3.75) | 3.4541 | 2.5516 | 1.6105 | 1.3348 | 1.4526 | 3.1379 | 2.6651 | 1.0949
| HP - Ducted ≥ 6 stars (≥ 3.75) | 3.3737 | 2.4712 | 1.5301 | 1.2544 | 1.3722 | 3.0575 | 2.5847 | 1.0144
| HP - Non-Ducted < 3 stars (< 2.25) | 3.4947 | 2.5865 | 1.6454 | 1.3784 | 1.4835 | 3.1744 | 2.7013 | 1.1359
| HP - Non-Ducted < 4.5 stars (< 3) | 3.4506 | 2.5424 | 1.6013 | 1.3343 | 1.4394 | 3.1303 | 2.6572 | 1.0918
| HP - Non-Ducted < 6 stars (< 3.75) | 3.3845 | 2.4763 | 1.5351 | 1.2681 | 1.3733 | 3.0641 | 2.591 | 1.0256
| HP - Non-Ducted ≥ 6 stars (≥ 3.75) | 3.3183 | 2.4101 | 1.469 | 1.202 | 1.3071 | 2.998 | 2.5249 | 0.9595
| Other or None Specified | 3.5882 | 2.6856 | 1.7445 | 1.4688 | 1.5867 | 3.272 | 2.7992 | 1.2289
Swimming Pool Pump
| Star | MJ PV/1000L | kW PV/1000L | kW PV / 40,000
| 1 | 317.8616 | 0.062169 | 2.4867 |  | Note: For Option 2 Need to select a base case (eg, 5 Stars)
| 1.5 | 268.1902 | 0.052454 | 2.0981 |  | Requirement = difference between 5 stars and selected star rating
| 2 | 232.9478 | 0.045561 | 1.8224
| 2.5 | 205.6116 | 0.040214 | 1.6086
| 3 | 183.2764 | 0.035846 | 1.4338
| 3.5 | 164.3922 | 0.032152 | 1.2861
| 4 | 148.034 | 0.028953 | 1.1581
| 4.5 | 133.605 | 0.026131 | 1.0452
| 5 | 120.6978 | 0.023607 | 0.94426
| 5.5 | 109.0219 | 0.021323 | 0.85292
| 6 | 98.3626 | 0.019238 | 0.76952
| 6.5 | 88.557 | 0.01732 | 0.69281
| 7 | 79.4784 | 0.015545 | 0.62179
| 7.5 | 71.0264 | 0.013892 | 0.55566
| 8 | 63.1201 | 0.012345 | 0.49381
| 8.5 | 55.6933 | 0.010893 | 0.43571
| 9 | 48.6912 | 0.0095232 | 0.38093
| 9.5 | 42.0677 | 0.0082278 | 0.32911
| 10 | 35.784 | 0.0069988 | 0.27995
| Spa Pump |  |  |  |  | Note: For Option 2 Need to select a base case (eg, 50% of ZNSC)
| Star | MJ PV/100 L | kW PV/100L | kW PV/4000L |  | Requirement = % * Reuirement for ZNSC
| Any | 378.6594 | 0.07406 | 2.9624

## 5-WA (hidden)
NCC Climate Zone |  | 5 | GAS HEATING TYPES |  |  |  |  | State | WA
Col 1 | Col 2 | Col 3 | Col 4 | Col 5 | Col 6 | Col 7 | Col 8 | Col 9 | Col 10
Main Type of Heater | Main type of Cooler | Electric Storage (peak) | Electric Storage (off peak) | Heat Pump (Standard) | Heat Pump (off-peak) | Solar electric (Standard) | Gas storage | Gas Instantaneous | Solar Gas
Gas - Ducted | Evaporative | 4.869 | 3.7242 | 2.9293 | 2.5973 | 2.7313 | 5.4637 | 4.7759 | 2.4029
(includes Hydronic) | HP - Ducted < 3 stars (< 2.25) | 5.5551 | 4.4424 | 3.6361 | 3.3208 | 3.4372 | 6.1675 | 5.489 | 3.1257
< 3Stars | HP - Ducted < 4.5 stars (< 3) | 5.4789 | 4.3662 | 3.5598 | 3.2446 | 3.361 | 6.0912 | 5.4128 | 3.0495
0 | HP - Ducted < 6 stars (< 3.75) | 5.3645 | 4.2518 | 3.4455 | 3.1302 | 3.2466 | 5.9769 | 5.2984 | 2.9351
| HP - Ducted ≥ 6 stars (≥ 3.75) | 5.2502 | 4.1374 | 3.3311 | 3.0158 | 3.1322 | 5.8625 | 5.184 | 2.8207
| HP - Non-Ducted < 3 stars (< 2.25) | 5.4172 | 4.2979 | 3.4941 | 3.1727 | 3.2931 | 6.024 | 5.3449 | 2.9776
| HP - Non-Ducted < 4.5 stars (< 3) | 5.3541 | 4.2348 | 3.431 | 3.1096 | 3.23 | 5.9608 | 5.2818 | 2.9145
| HP - Non-Ducted < 6 stars (< 3.75) | 5.2594 | 4.1401 | 3.3363 | 3.0149 | 3.1353 | 5.8662 | 5.1871 | 2.8198
| HP - Non-Ducted ≥ 6 stars (≥ 3.75) | 5.1647 | 4.0454 | 3.2416 | 2.9202 | 3.0406 | 5.7715 | 5.0924 | 2.7251
| Other or None Specified | 5.5551 | 4.4424 | 3.6361 | 3.3208 | 3.4372 | 6.1675 | 5.489 | 3.1257
Gas - Ducted | Evaporative | 4.6464 | 3.5016 | 2.7067 | 2.3747 | 2.5087 | 5.2411 | 4.5532 | 2.1802
(includes Hydronic) | HP - Ducted < 3 stars (< 2.25) | 5.3325 | 4.2198 | 3.4134 | 3.0982 | 3.2146 | 5.9448 | 5.2664 | 2.9031
< 4.5Stars | HP - Ducted < 4.5 stars (< 3) | 5.2562 | 4.1435 | 3.3372 | 3.0219 | 3.1383 | 5.8686 | 5.1901 | 2.8268
0 | HP - Ducted < 6 stars (< 3.75) | 5.1419 | 4.0292 | 3.2228 | 2.9076 | 3.024 | 5.7542 | 5.0757 | 2.7125
| HP - Ducted ≥ 6 stars (≥ 3.75) | 5.0275 | 3.9148 | 3.1085 | 2.7932 | 2.9096 | 5.6399 | 4.9614 | 2.5981
| HP - Non-Ducted < 3 stars (< 2.25) | 5.1946 | 4.0753 | 3.2715 | 2.9501 | 3.0705 | 5.8013 | 5.1223 | 2.755
| HP - Non-Ducted < 4.5 stars (< 3) | 5.1314 | 4.0122 | 3.2084 | 2.887 | 3.0073 | 5.7382 | 5.0591 | 2.6918
| HP - Non-Ducted < 6 stars (< 3.75) | 5.0367 | 3.9175 | 3.1137 | 2.7923 | 2.9126 | 5.6435 | 4.9645 | 2.5971
| HP - Non-Ducted ≥ 6 stars (≥ 3.75) | 4.942 | 3.8228 | 3.019 | 2.6976 | 2.818 | 5.5488 | 4.8698 | 2.5024
| Other or None Specified | 5.3325 | 4.2198 | 3.4134 | 3.0982 | 3.2146 | 5.9448 | 5.2664 | 2.9031
Gas - Ducted | Evaporative | 4.3124 | 3.1676 | 2.3727 | 2.0407 | 2.1747 | 4.9071 | 4.2193 | 1.8463
(includes Hydronic) | HP - Ducted < 3 stars (< 2.25) | 4.9985 | 3.8858 | 3.0795 | 2.7642 | 2.8806 | 5.6109 | 4.9324 | 2.5691
< 6Stars | HP - Ducted < 4.5 stars (< 3) | 4.9223 | 3.8096 | 3.0032 | 2.688 | 2.8044 | 5.5346 | 4.8562 | 2.4929
0 | HP - Ducted < 6 stars (< 3.75) | 4.8079 | 3.6952 | 2.8889 | 2.5736 | 2.69 | 5.4203 | 4.7418 | 2.3785
| HP - Ducted ≥ 6 stars (≥ 3.75) | 4.6936 | 3.5808 | 2.7745 | 2.4593 | 2.5756 | 5.3059 | 4.6274 | 2.2641
| HP - Non-Ducted < 3 stars (< 2.25) | 4.8606 | 3.7413 | 2.9376 | 2.6161 | 2.7365 | 5.4674 | 4.7883 | 2.421
| HP - Non-Ducted < 4.5 stars (< 3) | 4.7975 | 3.6782 | 2.8744 | 2.553 | 2.6734 | 5.4043 | 4.7252 | 2.3579
| HP - Non-Ducted < 6 stars (< 3.75) | 4.7028 | 3.5835 | 2.7797 | 2.4583 | 2.5787 | 5.3096 | 4.6305 | 2.2632
| HP - Non-Ducted ≥ 6 stars (≥ 3.75) | 4.6081 | 3.4888 | 2.685 | 2.3636 | 2.484 | 5.2149 | 4.5358 | 2.1685
| Other or None Specified | 4.9985 | 3.8858 | 3.0795 | 2.7642 | 2.8806 | 5.6109 | 4.9324 | 2.5691
Gas - Ducted | Evaporative | 3.9785 | 2.8337 | 2.0388 | 1.7068 | 1.8408 | 4.5732 | 3.8853 | 1.5123
(includes Hydronic) | HP - Ducted < 3 stars (< 2.25) | 4.6646 | 3.5519 | 2.7455 | 2.4303 | 2.5467 | 5.2769 | 4.5984 | 2.2352
≥ 6Stars | HP - Ducted < 4.5 stars (< 3) | 4.5883 | 3.4756 | 2.6693 | 2.354 | 2.4704 | 5.2007 | 4.5222 | 2.1589
0 | HP - Ducted < 6 stars (< 3.75) | 4.474 | 3.3613 | 2.5549 | 2.2397 | 2.3561 | 5.0863 | 4.4078 | 2.0446
| HP - Ducted ≥ 6 stars (≥ 3.75) | 4.3596 | 3.2469 | 2.4405 | 2.1253 | 2.2417 | 4.9719 | 4.2935 | 1.9302
| HP - Non-Ducted < 3 stars (< 2.25) | 4.5266 | 3.4074 | 2.6036 | 2.2822 | 2.4026 | 5.1334 | 4.4544 | 2.087
| HP - Non-Ducted < 4.5 stars (< 3) | 4.4635 | 3.3442 | 2.5405 | 2.219 | 2.3394 | 5.0703 | 4.3912 | 2.0239
| HP - Non-Ducted < 6 stars (< 3.75) | 4.3688 | 3.2496 | 2.4458 | 2.1243 | 2.2447 | 4.9756 | 4.2965 | 1.9292
| HP - Non-Ducted ≥ 6 stars (≥ 3.75) | 4.2741 | 3.1549 | 2.3511 | 2.0297 | 2.15 | 4.8809 | 4.2018 | 1.8345
| Other or None Specified | 4.6646 | 3.5519 | 2.7455 | 2.4303 | 2.5467 | 5.2769 | 4.5984 | 2.2352
Gas - Non Ducted | Evaporative | 4.3123 | 3.1455 | 2.384 | 2.038 | 2.1804 | 4.8638 | 4.1815 | 1.8549
| HP - Ducted < 3 stars (< 2.25) | 4.9956 | 3.867 | 3.0877 | 2.7641 | 2.8833 | 5.5761 | 4.901 | 2.5778
< 3Stars | HP - Ducted < 4.5 stars (< 3) | 4.9194 | 3.7907 | 3.0114 | 2.6878 | 2.8071 | 5.4999 | 4.8248 | 2.5015
0 | HP - Ducted < 6 stars (< 3.75) | 4.805 | 3.6764 | 2.8971 | 2.5734 | 2.6927 | 5.3855 | 4.7104 | 2.3872
| HP - Ducted ≥ 6 stars (≥ 3.75) | 4.6906 | 3.562 | 2.7827 | 2.4591 | 2.5783 | 5.2711 | 4.596 | 2.2728
| HP - Non-Ducted < 3 stars (< 2.25) | 4.859 | 3.7201 | 2.9411 | 2.6172 | 2.7426 | 5.4323 | 4.7565 | 2.4289
| HP - Non-Ducted < 4.5 stars (< 3) | 4.7959 | 3.657 | 2.878 | 2.5541 | 2.6794 | 5.3692 | 4.6934 | 2.3657
| HP - Non-Ducted < 6 stars (< 3.75) | 4.7012 | 3.5623 | 2.7833 | 2.4594 | 2.5847 | 5.2745 | 4.5987 | 2.2711
| HP - Non-Ducted ≥ 6 stars (≥ 3.75) | 4.6065 | 3.4676 | 2.6886 | 2.3647 | 2.49 | 5.1798 | 4.504 | 2.1764
| Other or None Specified | 4.9956 | 3.867 | 3.0877 | 2.7641 | 2.8833 | 5.5761 | 4.901 | 2.5778
Gas - Non Ducted | Evaporative | 4.1984 | 3.0316 | 2.2701 | 1.9241 | 2.0665 | 4.7499 | 4.0676 | 1.741
| HP - Ducted < 3 stars (< 2.25) | 4.8817 | 3.7531 | 2.9738 | 2.6501 | 2.7694 | 5.4622 | 4.7871 | 2.4639
< 4.5Stars | HP - Ducted < 4.5 stars (< 3) | 4.8055 | 3.6768 | 2.8975 | 2.5739 | 2.6932 | 5.386 | 4.7109 | 2.3876
0 | HP - Ducted < 6 stars (< 3.75) | 4.6911 | 3.5625 | 2.7832 | 2.4595 | 2.5788 | 5.2716 | 4.5965 | 2.2733
| HP - Ducted ≥ 6 stars (≥ 3.75) | 4.5767 | 3.4481 | 2.6688 | 2.3452 | 2.4644 | 5.1572 | 4.4821 | 2.1589
| HP - Non-Ducted < 3 stars (< 2.25) | 4.7451 | 3.6062 | 2.8272 | 2.5033 | 2.6286 | 5.3184 | 4.6426 | 2.315
| HP - Non-Ducted < 4.5 stars (< 3) | 4.682 | 3.5431 | 2.7641 | 2.4402 | 2.5655 | 5.2552 | 4.5795 | 2.2518
| HP - Non-Ducted < 6 stars (< 3.75) | 4.5873 | 3.4484 | 2.6694 | 2.3455 | 2.4708 | 5.1606 | 4.4848 | 2.1571
| HP - Non-Ducted ≥ 6 stars (≥ 3.75) | 4.4926 | 3.3537 | 2.5747 | 2.2508 | 2.3761 | 5.0659 | 4.3901 | 2.0625
| Other or None Specified | 4.8817 | 3.7531 | 2.9738 | 2.6501 | 2.7694 | 5.4622 | 4.7871 | 2.4639
Gas - Non Ducted | Evaporative | 4.0275 | 2.8608 | 2.0992 | 1.7532 | 1.8956 | 4.579 | 3.8967 | 1.5701
| HP - Ducted < 3 stars (< 2.25) | 4.7109 | 3.5822 | 2.8029 | 2.4793 | 2.5986 | 5.2913 | 4.6163 | 2.293
< 6Stars | HP - Ducted < 4.5 stars (< 3) | 4.6346 | 3.506 | 2.7267 | 2.403 | 2.5223 | 5.2151 | 4.54 | 2.2168
0 | HP - Ducted < 6 stars (< 3.75) | 4.5202 | 3.3916 | 2.6123 | 2.2887 | 2.4079 | 5.1007 | 4.4256 | 2.1024
| HP - Ducted ≥ 6 stars (≥ 3.75) | 4.4059 | 3.2772 | 2.4979 | 2.1743 | 2.2936 | 4.9864 | 4.3113 | 1.988
| HP - Non-Ducted < 3 stars (< 2.25) | 4.5742 | 3.4354 | 2.6563 | 2.3325 | 2.4578 | 5.1475 | 4.4717 | 2.1441
| HP - Non-Ducted < 4.5 stars (< 3) | 4.5111 | 3.3722 | 2.5932 | 2.2693 | 2.3946 | 5.0844 | 4.4086 | 2.081
| HP - Non-Ducted < 6 stars (< 3.75) | 4.4164 | 3.2775 | 2.4985 | 2.1746 | 2.3 | 4.9897 | 4.3139 | 1.9863
| HP - Non-Ducted ≥ 6 stars (≥ 3.75) | 4.3217 | 3.1829 | 2.4038 | 2.0799 | 2.2053 | 4.895 | 4.2192 | 1.8916
| Other or None Specified | 4.7109 | 3.5822 | 2.8029 | 2.4793 | 2.5986 | 5.2913 | 4.6163 | 2.293
Gas - Non Ducted | Evaporative | 3.8566 | 2.6899 | 1.9284 | 1.5824 | 1.7248 | 4.4082 | 3.7259 | 1.3993
| HP - Ducted < 3 stars (< 2.25) | 4.54 | 3.4113 | 2.6321 | 2.3084 | 2.4277 | 5.1205 | 4.4454 | 2.1222
≥ 6Stars | HP - Ducted < 4.5 stars (< 3) | 4.4637 | 3.3351 | 2.5558 | 2.2322 | 2.3514 | 5.0442 | 4.3691 | 2.0459
0 | HP - Ducted < 6 stars (< 3.75) | 4.3494 | 3.2207 | 2.4414 | 2.1178 | 2.2371 | 4.9299 | 4.2548 | 1.9315
| HP - Ducted ≥ 6 stars (≥ 3.75) | 4.235 | 3.1064 | 2.3271 | 2.0034 | 2.1227 | 4.8155 | 4.1404 | 1.8172
| HP - Non-Ducted < 3 stars (< 2.25) | 4.4034 | 3.2645 | 2.4855 | 2.1616 | 2.2869 | 4.9766 | 4.3009 | 1.9732
| HP - Non-Ducted < 4.5 stars (< 3) | 4.3403 | 3.2014 | 2.4223 | 2.0985 | 2.2238 | 4.9135 | 4.2377 | 1.9101
| HP - Non-Ducted < 6 stars (< 3.75) | 4.2456 | 3.1067 | 2.3276 | 2.0038 | 2.1291 | 4.8188 | 4.1431 | 1.8154
| HP - Non-Ducted ≥ 6 stars (≥ 3.75) | 4.1509 | 3.012 | 2.233 | 1.9091 | 2.0344 | 4.7241 | 4.0484 | 1.7207
| Other or None Specified | 4.54 | 3.4113 | 2.6321 | 2.3084 | 2.4277 | 5.1205 | 4.4454 | 2.1222
NCC Climate Zone |  | 5 | HEAT PUMP HEATING TYPES |  |  |  |  | State | WA
Col 1 | Col 2 | Col 3 | Col 4 | Col 5 | Col 6 | Col 7 | Col 8 | Col 9 | Col 10
Main Type of Heater | Main type of Cooler | Electric Storage (peak) | Electric Storage (off peak) | Heat Pump (Standard) | Heat Pump (off-peak) | Solar electric (Standard) | Gas storage | Gas Instantaneous | Solar Gas
Heat Pump - Ducted | Evaporative | 3.2964 | 2.0335 | 1.4515 | 1.1028 | 1.2778 | 3.6227 | 2.9844 | 0.96209
| HP - Ducted < 3 stars (< 2.25) | 3.9566 | 2.7405 | 2.1091 | 1.7605 | 1.9219 | 4.3359 | 3.6959 | 1.5985
< 3 Stars (< 2.25) | HP - Ducted < 4.5 stars (< 3) | 3.8803 | 2.6643 | 2.0329 | 1.6843 | 1.8456 | 4.2597 | 3.6197 | 1.5222
0 | HP - Ducted < 6 stars (< 3.75) | 3.766 | 2.5499 | 1.9185 | 1.5699 | 1.7313 | 4.1453 | 3.5053 | 1.4079
| HP - Ducted ≥ 6 stars (≥ 3.75) | 3.6516 | 2.4355 | 1.8042 | 1.4556 | 1.6169 | 4.0309 | 3.3909 | 1.2935
| HP - Non-Ducted < 3 stars (< 2.25) | 3.8219 | 2.5968 | 1.9787 | 1.6172 | 1.7869 | 4.1925 | 3.5528 | 1.4639
| HP - Non-Ducted < 4.5 stars (< 3) | 3.7587 | 2.5337 | 1.9156 | 1.5541 | 1.7238 | 4.1293 | 3.4896 | 1.4008
| HP - Non-Ducted < 6 stars (< 3.75) | 3.664 | 2.439 | 1.8209 | 1.4594 | 1.6291 | 4.0346 | 3.3949 | 1.3061
| HP - Non-Ducted ≥ 6 stars (≥ 3.75) | 3.5693 | 2.3443 | 1.7262 | 1.3647 | 1.5344 | 3.9399 | 3.3003 | 1.2114
| Other or None Specified | 3.9566 | 2.7405 | 2.1091 | 1.7605 | 1.9219 | 4.3359 | 3.6959 | 1.5985
Heat Pump - Ducted | Evaporative | 3.238 | 1.9751 | 1.3931 | 1.0444 | 1.2194 | 3.5643 | 2.926 | 0.90368
| HP - Ducted < 3 stars (< 2.25) | 3.8982 | 2.6821 | 2.0507 | 1.7021 | 1.8635 | 4.2775 | 3.6375 | 1.5401
< 4.5 Stars (< 3.0) | HP - Ducted < 4.5 stars (< 3) | 3.8219 | 2.6058 | 1.9745 | 1.6259 | 1.7872 | 4.2013 | 3.5613 | 1.4638
0 | HP - Ducted < 6 stars (< 3.75) | 3.7076 | 2.4915 | 1.8601 | 1.5115 | 1.6728 | 4.0869 | 3.4469 | 1.3495
| HP - Ducted ≥ 6 stars (≥ 3.75) | 3.5932 | 2.3771 | 1.7457 | 1.3971 | 1.5585 | 3.9725 | 3.3325 | 1.2351
| HP - Non-Ducted < 3 stars (< 2.25) | 3.7634 | 2.5384 | 1.9203 | 1.5588 | 1.7285 | 4.134 | 3.4944 | 1.4055
| HP - Non-Ducted < 4.5 stars (< 3) | 3.7003 | 2.4753 | 1.8572 | 1.4956 | 1.6654 | 4.0709 | 3.4312 | 1.3423
| HP - Non-Ducted < 6 stars (< 3.75) | 3.6056 | 2.3806 | 1.7625 | 1.4009 | 1.5707 | 3.9762 | 3.3365 | 1.2477
| HP - Non-Ducted ≥ 6 stars (≥ 3.75) | 3.5109 | 2.2859 | 1.6678 | 1.3063 | 1.476 | 3.8815 | 3.2418 | 1.153
| Other or None Specified | 3.8982 | 2.6821 | 2.0507 | 1.7021 | 1.8635 | 4.2775 | 3.6375 | 1.5401
Heat Pump - Ducted | Evaporative | 3.1504 | 1.8875 | 1.3055 | 0.95679 | 1.1318 | 3.4767 | 2.8384 | 0.81606
| HP - Ducted < 3 stars (< 2.25) | 3.8106 | 2.5945 | 1.9631 | 1.6145 | 1.7758 | 4.1899 | 3.5499 | 1.4524
< 6 Stars (< 3.75) | HP - Ducted < 4.5 stars (< 3) | 3.7343 | 2.5182 | 1.8869 | 1.5383 | 1.6996 | 4.1136 | 3.4736 | 1.3762
0 | HP - Ducted < 6 stars (< 3.75) | 3.6199 | 2.4039 | 1.7725 | 1.4239 | 1.5852 | 3.9993 | 3.3593 | 1.2618
| HP - Ducted ≥ 6 stars (≥ 3.75) | 3.5056 | 2.2895 | 1.6581 | 1.3095 | 1.4709 | 3.8849 | 3.2449 | 1.1475
| HP - Non-Ducted < 3 stars (< 2.25) | 3.6758 | 2.4508 | 1.8327 | 1.4711 | 1.6409 | 4.0464 | 3.4067 | 1.3179
| HP - Non-Ducted < 4.5 stars (< 3) | 3.6127 | 2.3877 | 1.7695 | 1.408 | 1.5778 | 3.9833 | 3.3436 | 1.2547
| HP - Non-Ducted < 6 stars (< 3.75) | 3.518 | 2.293 | 1.6748 | 1.3133 | 1.4831 | 3.8886 | 3.2489 | 1.16
| HP - Non-Ducted ≥ 6 stars (≥ 3.75) | 3.4233 | 2.1983 | 1.5802 | 1.2186 | 1.3884 | 3.7939 | 3.1542 | 1.0653
| Other or None Specified | 3.8106 | 2.5945 | 1.9631 | 1.6145 | 1.7758 | 4.1899 | 3.5499 | 1.4524
Heat Pump - Ducted | Evaporative | 3.0628 | 1.7999 | 1.2178 | 0.86916 | 1.0442 | 3.389 | 2.7508 | 0.72844
| HP - Ducted < 3 stars (< 2.25) | 3.7229 | 2.5068 | 1.8755 | 1.5269 | 1.6882 | 4.1023 | 3.4623 | 1.3648
≥ 6 Stars (≥ 3.75) | HP - Ducted < 4.5 stars (< 3) | 3.6467 | 2.4306 | 1.7992 | 1.4506 | 1.612 | 4.026 | 3.386 | 1.2886
0 | HP - Ducted < 6 stars (< 3.75) | 3.5323 | 2.3162 | 1.6849 | 1.3363 | 1.4976 | 3.9117 | 3.2717 | 1.1742
| HP - Ducted ≥ 6 stars (≥ 3.75) | 3.418 | 2.2019 | 1.5705 | 1.2219 | 1.3832 | 3.7973 | 3.1573 | 1.0598
| HP - Non-Ducted < 3 stars (< 2.25) | 3.5882 | 2.3632 | 1.745 | 1.3835 | 1.5533 | 3.9588 | 3.3191 | 1.2302
| HP - Non-Ducted < 4.5 stars (< 3) | 3.5251 | 2.3001 | 1.6819 | 1.3204 | 1.4902 | 3.8957 | 3.256 | 1.1671
| HP - Non-Ducted < 6 stars (< 3.75) | 3.4304 | 2.2054 | 1.5872 | 1.2257 | 1.3955 | 3.801 | 3.1613 | 1.0724
| HP - Non-Ducted ≥ 6 stars (≥ 3.75) | 3.3357 | 2.1107 | 1.4925 | 1.131 | 1.3008 | 3.7063 | 3.0666 | 0.97772
| Other or None Specified | 3.7229 | 2.5068 | 1.8755 | 1.5269 | 1.6882 | 4.1023 | 3.4623 | 1.3648
Heat Pump - Non Ducted | Evaporative | 3.1876 | 1.9203 | 1.3593 | 1.003 | 1.1853 | 3.504 | 2.865 | 0.86204
| HP - Ducted < 3 stars (< 2.25) | 3.8459 | 2.6282 | 2.0087 | 1.653 | 1.8181 | 4.2197 | 3.5811 | 1.4961
< 3 Stars (< 2.25) | HP - Ducted < 4.5 stars (< 3) | 3.7696 | 2.552 | 1.9324 | 1.5768 | 1.7418 | 4.1435 | 3.5048 | 1.4199
0 | HP - Ducted < 6 stars (< 3.75) | 3.6553 | 2.4376 | 1.8181 | 1.4624 | 1.6275 | 4.0291 | 3.3905 | 1.3055
| HP - Ducted ≥ 6 stars (≥ 3.75) | 3.5409 | 2.3232 | 1.7037 | 1.348 | 1.5131 | 3.9148 | 3.2761 | 1.1911
| HP - Non-Ducted < 3 stars (< 2.25) | 3.7102 | 2.4833 | 1.8769 | 1.5117 | 1.6814 | 4.0753 | 3.4365 | 1.3699
| HP - Non-Ducted < 4.5 stars (< 3) | 3.6471 | 2.4202 | 1.8138 | 1.4485 | 1.6183 | 4.0122 | 3.3734 | 1.3068
| HP - Non-Ducted < 6 stars (< 3.75) | 3.5524 | 2.3255 | 1.7191 | 1.3538 | 1.5236 | 3.9175 | 3.2787 | 1.2121
| HP - Non-Ducted ≥ 6 stars (≥ 3.75) | 3.4577 | 2.2308 | 1.6244 | 1.2591 | 1.4289 | 3.8228 | 3.184 | 1.1174
| Other or None Specified | 3.8459 | 2.6282 | 2.0087 | 1.653 | 1.8181 | 4.2197 | 3.5811 | 1.4961
Heat Pump - Non Ducted | Evaporative | 3.1397 | 1.8724 | 1.3113 | 0.95506 | 1.1374 | 3.4561 | 2.817 | 0.81406
| HP - Ducted < 3 stars (< 2.25) | 3.7979 | 2.5802 | 1.9607 | 1.605 | 1.7701 | 4.1718 | 3.5331 | 1.4481
< 4.5 Stars (< 3.0) | HP - Ducted < 4.5 stars (< 3) | 3.7216 | 2.504 | 1.8845 | 1.5288 | 1.6939 | 4.0955 | 3.4569 | 1.3719
0 | HP - Ducted < 6 stars (< 3.75) | 3.6073 | 2.3896 | 1.7701 | 1.4144 | 1.5795 | 3.9811 | 3.3425 | 1.2575
| HP - Ducted ≥ 6 stars (≥ 3.75) | 3.4929 | 2.2753 | 1.6557 | 1.3 | 1.4651 | 3.8668 | 3.2281 | 1.1432
| HP - Non-Ducted < 3 stars (< 2.25) | 3.6622 | 2.4353 | 1.8289 | 1.4637 | 1.6335 | 4.0274 | 3.3885 | 1.3219
| HP - Non-Ducted < 4.5 stars (< 3) | 3.5991 | 2.3722 | 1.7658 | 1.4005 | 1.5703 | 3.9642 | 3.3254 | 1.2588
| HP - Non-Ducted < 6 stars (< 3.75) | 3.5044 | 2.2775 | 1.6711 | 1.3058 | 1.4756 | 3.8695 | 3.2307 | 1.1641
| HP - Non-Ducted ≥ 6 stars (≥ 3.75) | 3.4097 | 2.1828 | 1.5764 | 1.2112 | 1.3809 | 3.7749 | 3.136 | 1.0694
| Other or None Specified | 3.7979 | 2.5802 | 1.9607 | 1.605 | 1.7701 | 4.1718 | 3.5331 | 1.4481
Heat Pump - Non Ducted | Evaporative | 3.0677 | 1.8004 | 1.2394 | 0.88308 | 1.0654 | 3.3841 | 2.745 | 0.74208
| HP - Ducted < 3 stars (< 2.25) | 3.7259 | 2.5083 | 1.8887 | 1.5331 | 1.6981 | 4.0998 | 3.4611 | 1.3762
< 6 Stars (< 3.75) | HP - Ducted < 4.5 stars (< 3) | 3.6497 | 2.432 | 1.8125 | 1.4568 | 1.6219 | 4.0235 | 3.3849 | 1.2999
0 | HP - Ducted < 6 stars (< 3.75) | 3.5353 | 2.3177 | 1.6981 | 1.3424 | 1.5075 | 3.9092 | 3.2705 | 1.1855
| HP - Ducted ≥ 6 stars (≥ 3.75) | 3.4209 | 2.2033 | 1.5838 | 1.2281 | 1.3931 | 3.7948 | 3.1561 | 1.0712
| HP - Non-Ducted < 3 stars (< 2.25) | 3.5903 | 2.3633 | 1.757 | 1.3917 | 1.5615 | 3.9554 | 3.3165 | 1.2499
| HP - Non-Ducted < 4.5 stars (< 3) | 3.5271 | 2.3002 | 1.6938 | 1.3286 | 1.4984 | 3.8923 | 3.2534 | 1.1868
| HP - Non-Ducted < 6 stars (< 3.75) | 3.4324 | 2.2055 | 1.5991 | 1.2339 | 1.4037 | 3.7976 | 3.1587 | 1.0921
| HP - Non-Ducted ≥ 6 stars (≥ 3.75) | 3.3377 | 2.1108 | 1.5045 | 1.1392 | 1.309 | 3.7029 | 3.064 | 0.99743
| Other or None Specified | 3.7259 | 2.5083 | 1.8887 | 1.5331 | 1.6981 | 4.0998 | 3.4611 | 1.3762
Heat Pump - Non Ducted | Evaporative | 2.9957 | 1.7284 | 1.1674 | 0.81111 | 0.99342 | 3.3121 | 2.673 | 0.67011
| HP - Ducted < 3 stars (< 2.25) | 3.6539 | 2.4363 | 1.8168 | 1.4611 | 1.6262 | 4.0278 | 3.3892 | 1.3042
≥ 6 Stars (≥ 3.75) | HP - Ducted < 4.5 stars (< 3) | 3.5777 | 2.3601 | 1.7405 | 1.3848 | 1.5499 | 3.9516 | 3.3129 | 1.2279
0 | HP - Ducted < 6 stars (< 3.75) | 3.4633 | 2.2457 | 1.6261 | 1.2705 | 1.4355 | 3.8372 | 3.1985 | 1.1136
| HP - Ducted ≥ 6 stars (≥ 3.75) | 3.349 | 2.1313 | 1.5118 | 1.1561 | 1.3212 | 3.7228 | 3.0842 | 0.99921
| HP - Non-Ducted < 3 stars (< 2.25) | 3.5183 | 2.2914 | 1.685 | 1.3197 | 1.4895 | 3.8834 | 3.2446 | 1.178
| HP - Non-Ducted < 4.5 stars (< 3) | 3.4552 | 2.2282 | 1.6219 | 1.2566 | 1.4264 | 3.8203 | 3.1814 | 1.1148
| HP - Non-Ducted < 6 stars (< 3.75) | 3.3605 | 2.1335 | 1.5272 | 1.1619 | 1.3317 | 3.7256 | 3.0867 | 1.0201
| HP - Non-Ducted ≥ 6 stars (≥ 3.75) | 3.2658 | 2.0389 | 1.4325 | 1.0672 | 1.237 | 3.6309 | 2.9921 | 0.92545
| Other or None Specified | 3.6539 | 2.4363 | 1.8168 | 1.4611 | 1.6262 | 4.0278 | 3.3892 | 1.3042
NCC Climate Zone |  | 5 | OTHER HEATING TYPES |  |  |  |  | State | WA
Col 1 | Col 2 | Col 3 | Col 4 | Col 5 | Col 6 | Col 7 | Col 8 | Col 9 | Col 10
Main Type of Heater | Main type of Cooler | Electric Storage (peak) | Electric Storage (off peak) | Heat Pump (Standard) | Heat Pump (off-peak) | Solar electric (Standard) | Gas storage | Gas Instantaneous | Solar Gas
Electric - Resistance (Panel) | Evaporative | 4.7571 | 3.5644 | 2.8562 | 2.511 | 2.6698 | 5.2077 | 4.559 | 2.3358
| HP - Ducted < 3 stars (< 2.25) | 5.6218 | 4.462 | 3.737 | 3.4054 | 3.5474 | 6.0976 | 5.4546 | 3.2294
| HP - Ducted < 4.5 stars (< 3) | 5.5455 | 4.3857 | 3.6608 | 3.3291 | 3.4712 | 6.0213 | 5.3784 | 3.1532
0 | HP - Ducted < 6 stars (< 3.75) | 5.4312 | 4.2714 | 3.5464 | 3.2148 | 3.3568 | 5.907 | 5.264 | 3.0388
| HP - Ducted ≥ 6 stars (≥ 3.75) | 5.3168 | 4.157 | 3.4321 | 3.1004 | 3.2424 | 5.7926 | 5.1497 | 2.9244
| HP - Non-Ducted < 3 stars (< 2.25) | 5.4563 | 4.2883 | 3.5645 | 3.233 | 3.3792 | 5.9257 | 5.2821 | 3.0552
| HP - Non-Ducted < 4.5 stars (< 3) | 5.3931 | 4.2252 | 3.5013 | 3.1699 | 3.3161 | 5.8625 | 5.2189 | 2.9921
| HP - Non-Ducted < 6 stars (< 3.75) | 5.2984 | 4.1305 | 3.4066 | 3.0752 | 3.2214 | 5.7678 | 5.1242 | 2.8974
| HP - Non-Ducted ≥ 6 stars (≥ 3.75) | 5.2038 | 4.0358 | 3.3119 | 2.9805 | 3.1267 | 5.6732 | 5.0295 | 2.8027
| Other or None Specified | 5.6218 | 4.462 | 3.737 | 3.4054 | 3.5474 | 6.0976 | 5.4546 | 3.2294
Wood Heater | Evaporative | 3.4803 | 2.2601 | 1.5979 | 1.2338 | 1.3889 | 3.9279 | 3.2613 | 1.0835
| HP - Ducted < 3 stars (< 2.25) | 4.3671 | 3.2129 | 2.4976 | 2.1597 | 2.2952 | 4.873 | 4.2119 | 1.9904
| HP - Ducted < 4.5 stars (< 3) | 4.2909 | 3.1366 | 2.4214 | 2.0835 | 2.219 | 4.7967 | 4.1356 | 1.9141
0 | HP - Ducted < 6 stars (< 3.75) | 4.1765 | 3.0223 | 2.307 | 1.9691 | 2.1046 | 4.6824 | 4.0213 | 1.7998
| HP - Ducted ≥ 6 stars (≥ 3.75) | 4.0621 | 2.9079 | 2.1927 | 1.8547 | 1.9902 | 4.568 | 3.9069 | 1.6854
| HP - Non-Ducted < 3 stars (< 2.25) | 4.1951 | 3.0283 | 2.3193 | 1.9825 | 2.1157 | 4.6919 | 4.0297 | 1.8125
| HP - Non-Ducted < 4.5 stars (< 3) | 4.132 | 2.9651 | 2.2561 | 1.9194 | 2.0526 | 4.6287 | 3.9666 | 1.7494
| HP - Non-Ducted < 6 stars (< 3.75) | 4.0373 | 2.8704 | 2.1614 | 1.8247 | 1.9579 | 4.5341 | 3.8719 | 1.6547
| HP - Non-Ducted ≥ 6 stars (≥ 3.75) | 3.9426 | 2.7757 | 2.0667 | 1.73 | 1.8632 | 4.4394 | 3.7772 | 1.56
| Other or None Specified | 4.3671 | 3.2129 | 2.4976 | 2.1597 | 2.2952 | 4.873 | 4.2119 | 1.9904
Electric - Resistance (Slab) | Evaporative | 3.9717 | 2.789 | 2.045 | 1.7006 | 1.8521 | 4.4979 | 3.8193 | 1.5169
| HP - Ducted < 3 stars (< 2.25) | 4.8641 | 3.7389 | 2.9725 | 2.6529 | 2.7691 | 5.435 | 4.7648 | 2.4693
| HP - Ducted < 4.5 stars (< 3) | 4.7879 | 3.6627 | 2.8962 | 2.5766 | 2.6928 | 5.3588 | 4.6885 | 2.3931
0 | HP - Ducted < 6 stars (< 3.75) | 4.6735 | 3.5483 | 2.7819 | 2.4622 | 2.5785 | 5.2444 | 4.5742 | 2.2787
| HP - Ducted ≥ 6 stars (≥ 3.75) | 4.5592 | 3.4339 | 2.6675 | 2.3479 | 2.4641 | 5.1301 | 4.4598 | 2.1644
| HP - Non-Ducted < 3 stars (< 2.25) | 4.6937 | 3.5549 | 2.7903 | 2.4689 | 2.5925 | 5.2554 | 4.5837 | 2.2831
| HP - Non-Ducted < 4.5 stars (< 3) | 4.6306 | 3.4918 | 2.7272 | 2.4057 | 2.5294 | 5.1923 | 4.5206 | 2.22
| HP - Non-Ducted < 6 stars (< 3.75) | 4.5359 | 3.3971 | 2.6325 | 2.311 | 2.4347 | 5.0976 | 4.4259 | 2.1253
| HP - Non-Ducted ≥ 6 stars (≥ 3.75) | 4.4412 | 3.3024 | 2.5378 | 2.2163 | 2.34 | 5.0029 | 4.3312 | 2.0306
| Other or None Specified | 4.8641 | 3.7389 | 2.9725 | 2.6529 | 2.7691 | 5.435 | 4.7648 | 2.4693
Other or None Specified | Evaporative | 3.2964 | 2.0335 | 1.4515 | 1.1028 | 1.2778 | 3.6227 | 2.9844 | 0.96209
| HP - Ducted < 3 stars (< 2.25) | 3.9566 | 2.7405 | 2.1091 | 1.7605 | 1.9219 | 4.3359 | 3.6959 | 1.5985
| HP - Ducted < 4.5 stars (< 3) | 3.8803 | 2.6643 | 2.0329 | 1.6843 | 1.8456 | 4.2597 | 3.6197 | 1.5222
0 | HP - Ducted < 6 stars (< 3.75) | 3.766 | 2.5499 | 1.9185 | 1.5699 | 1.7313 | 4.1453 | 3.5053 | 1.4079
| HP - Ducted ≥ 6 stars (≥ 3.75) | 3.6516 | 2.4355 | 1.8042 | 1.4556 | 1.6169 | 4.0309 | 3.3909 | 1.2935
| HP - Non-Ducted < 3 stars (< 2.25) | 3.8219 | 2.5968 | 1.9787 | 1.6172 | 1.7869 | 4.1925 | 3.5528 | 1.4639
| HP - Non-Ducted < 4.5 stars (< 3) | 3.7587 | 2.5337 | 1.9156 | 1.5541 | 1.7238 | 4.1293 | 3.4896 | 1.4008
| HP - Non-Ducted < 6 stars (< 3.75) | 3.664 | 2.439 | 1.8209 | 1.4594 | 1.6291 | 4.0346 | 3.3949 | 1.3061
| HP - Non-Ducted ≥ 6 stars (≥ 3.75) | 3.5693 | 2.3443 | 1.7262 | 1.3647 | 1.5344 | 3.9399 | 3.3003 | 1.2114
| Other or None Specified | 3.9566 | 2.7405 | 2.1091 | 1.7605 | 1.9219 | 4.3359 | 3.6959 | 1.5985
Swimming Pool Pump
| Star | MJ PV/1000L | kW PV/1000L | kW PV / 40,000
| 1 | 362.2758 | 0.066748 | 2.6699 |  | Note: For Option 2 Need to select a base case (eg, 5 Stars)
| 1.5 | 305.902 | 0.056361 | 2.2544 |  | Requirement = difference between 5 stars and selected star rating
| 2 | 265.9041 | 0.048992 | 1.9597
| 2.5 | 234.8794 | 0.043275 | 1.731
| 3 | 209.5303 | 0.038605 | 1.5442
| 3.5 | 188.098 | 0.034656 | 1.3862
| 4 | 169.5325 | 0.031236 | 1.2494
| 4.5 | 153.1565 | 0.028218 | 1.1287
| 5 | 138.5077 | 0.025519 | 1.0208
| 5.5 | 125.2563 | 0.023078 | 0.92312
| 6 | 113.1586 | 0.020849 | 0.83396
| 6.5 | 102.0299 | 0.018799 | 0.75194
| 7 | 91.7263 | 0.0169 | 0.67601
| 7.5 | 82.1339 | 0.015133 | 0.60531
| 8 | 73.1608 | 0.01348 | 0.53918
| 8.5 | 64.7319 | 0.011927 | 0.47706
| 9 | 56.7848 | 0.010462 | 0.41849
| 9.5 | 49.2676 | 0.0090773 | 0.36309
| 10 | 42.136 | 0.0077634 | 0.31054
| Spa Pump |  |  |  |  | Note: For Option 2 Need to select a base case (eg, 50% of ZNSC)
| Star | MJ PV/100 L | kW PV/100L | kW PV/4000L |  | Requirement = % * Reuirement for ZNSC
| Any | 430.5677 | 0.07933 | 3.1732

## 6-NSW (hidden)
NCC Climate Zone |  | 6 | GAS HEATING TYPES |  |  |  |  | State | NSW
Col 1 | Col 2 | Col 3 | Col 4 | Col 5 | Col 6 | Col 7 | Col 8 | Col 9 | Col 10
Main Type of Heater | Main type of Cooler | Electric Storage (peak) | Electric Storage (off peak) | Heat Pump (Standard) | Heat Pump (off-peak) | Solar electric (Standard) | Gas storage | Gas Instantaneous | Solar Gas
Gas - Ducted | Evaporative | 6.7531 | 5.6232 | 4.5896 | 4.2653 | 5.0424 | 6.7381 | 6.1218 | 4.3154
(includes Hydronic) | HP - Ducted < 3 stars (< 2.25) | 7.0591 | 5.9382 | 4.9084 | 4.5892 | 5.3552 | 7.0428 | 6.4332 | 4.6394
< 3Stars | HP - Ducted < 4.5 stars (< 3) | 7.0228 | 5.902 | 4.8722 | 4.553 | 5.319 | 7.0066 | 6.397 | 4.6032
0 | HP - Ducted < 6 stars (< 3.75) | 6.9685 | 5.8477 | 4.8178 | 4.4986 | 5.2646 | 6.9523 | 6.3426 | 4.5488
| HP - Ducted ≥ 6 stars (≥ 3.75) | 6.9142 | 5.7933 | 4.7635 | 4.4443 | 5.2103 | 6.8979 | 6.2883 | 4.4945
| HP - Non-Ducted < 3 stars (< 2.25) | 6.9973 | 5.8739 | 4.845 | 4.5246 | 5.2924 | 6.9788 | 6.3689 | 4.5748
| HP - Non-Ducted < 4.5 stars (< 3) | 6.9667 | 5.8433 | 4.8144 | 4.494 | 5.2618 | 6.9482 | 6.3383 | 4.5442
| HP - Non-Ducted < 6 stars (< 3.75) | 6.9208 | 5.7975 | 4.7685 | 4.4481 | 5.2159 | 6.9024 | 6.2924 | 4.4984
| HP - Non-Ducted ≥ 6 stars (≥ 3.75) | 6.875 | 5.7516 | 4.7227 | 4.4022 | 5.17 | 6.8565 | 6.2465 | 4.4525
| Other or None Specified | 7.0591 | 5.9382 | 4.9084 | 4.5892 | 5.3552 | 7.0428 | 6.4332 | 4.6394
Gas - Ducted | Evaporative | 6.3865 | 5.2567 | 4.2231 | 3.8987 | 4.6758 | 6.3716 | 5.7552 | 3.9489
(includes Hydronic) | HP - Ducted < 3 stars (< 2.25) | 6.6925 | 5.5717 | 4.5419 | 4.2227 | 4.9887 | 6.6763 | 6.0666 | 4.2729
< 4.5Stars | HP - Ducted < 4.5 stars (< 3) | 6.6563 | 5.5355 | 4.5056 | 4.1864 | 4.9524 | 6.6401 | 6.0304 | 4.2366
0 | HP - Ducted < 6 stars (< 3.75) | 6.602 | 5.4811 | 4.4513 | 4.1321 | 4.8981 | 6.5857 | 5.9761 | 4.1823
| HP - Ducted ≥ 6 stars (≥ 3.75) | 6.5476 | 5.4268 | 4.397 | 4.0778 | 4.8438 | 6.5314 | 5.9217 | 4.128
| HP - Non-Ducted < 3 stars (< 2.25) | 6.6308 | 5.5074 | 4.4785 | 4.158 | 4.9259 | 6.6123 | 6.0023 | 4.2083
| HP - Non-Ducted < 4.5 stars (< 3) | 6.6002 | 5.4768 | 4.4479 | 4.1274 | 4.8953 | 6.5817 | 5.9717 | 4.1777
| HP - Non-Ducted < 6 stars (< 3.75) | 6.5543 | 5.4309 | 4.402 | 4.0816 | 4.8494 | 6.5358 | 5.9259 | 4.1318
| HP - Non-Ducted ≥ 6 stars (≥ 3.75) | 6.5084 | 5.385 | 4.3561 | 4.0357 | 4.8035 | 6.4899 | 5.88 | 4.0859
| Other or None Specified | 6.6925 | 5.5717 | 4.5419 | 4.2227 | 4.9887 | 6.6763 | 6.0666 | 4.2729
Gas - Ducted | Evaporative | 5.8367 | 4.7069 | 3.6733 | 3.3489 | 4.126 | 5.8218 | 5.2054 | 3.3991
(includes Hydronic) | HP - Ducted < 3 stars (< 2.25) | 6.1427 | 5.0219 | 3.9921 | 3.6729 | 4.4389 | 6.1265 | 5.5168 | 3.7231
< 6Stars | HP - Ducted < 4.5 stars (< 3) | 6.1065 | 4.9857 | 3.9558 | 3.6366 | 4.4026 | 6.0903 | 5.4806 | 3.6868
0 | HP - Ducted < 6 stars (< 3.75) | 6.0522 | 4.9313 | 3.9015 | 3.5823 | 4.3483 | 6.0359 | 5.4263 | 3.6325
| HP - Ducted ≥ 6 stars (≥ 3.75) | 5.9978 | 4.877 | 3.8472 | 3.528 | 4.294 | 5.9816 | 5.3719 | 3.5782
| HP - Non-Ducted < 3 stars (< 2.25) | 6.081 | 4.9576 | 3.9287 | 3.6082 | 4.3761 | 6.0625 | 5.4525 | 3.6585
| HP - Non-Ducted < 4.5 stars (< 3) | 6.0504 | 4.927 | 3.8981 | 3.5776 | 4.3455 | 6.0319 | 5.4219 | 3.6279
| HP - Non-Ducted < 6 stars (< 3.75) | 6.0045 | 4.8811 | 3.8522 | 3.5317 | 4.2996 | 5.986 | 5.3761 | 3.582
| HP - Non-Ducted ≥ 6 stars (≥ 3.75) | 5.9586 | 4.8352 | 3.8063 | 3.4859 | 4.2537 | 5.9401 | 5.3302 | 3.5361
| Other or None Specified | 6.1427 | 5.0219 | 3.9921 | 3.6729 | 4.4389 | 6.1265 | 5.5168 | 3.7231
Gas - Ducted | Evaporative | 5.2869 | 4.1571 | 3.1235 | 2.7991 | 3.5762 | 5.272 | 4.6556 | 2.8493
(includes Hydronic) | HP - Ducted < 3 stars (< 2.25) | 5.5929 | 4.4721 | 3.4422 | 3.1231 | 3.889 | 5.5767 | 4.967 | 3.1733
≥ 6Stars | HP - Ducted < 4.5 stars (< 3) | 5.5567 | 4.4359 | 3.406 | 3.0868 | 3.8528 | 5.5405 | 4.9308 | 3.137
0 | HP - Ducted < 6 stars (< 3.75) | 5.5023 | 4.3815 | 3.3517 | 3.0325 | 3.7985 | 5.4861 | 4.8765 | 3.0827
| HP - Ducted ≥ 6 stars (≥ 3.75) | 5.448 | 4.3272 | 3.2974 | 2.9782 | 3.7442 | 5.4318 | 4.8221 | 3.0284
| HP - Non-Ducted < 3 stars (< 2.25) | 5.5312 | 4.4078 | 3.3789 | 3.0584 | 3.8263 | 5.5127 | 4.9027 | 3.1087
| HP - Non-Ducted < 4.5 stars (< 3) | 5.5006 | 4.3772 | 3.3483 | 3.0278 | 3.7957 | 5.4821 | 4.8721 | 3.0781
| HP - Non-Ducted < 6 stars (< 3.75) | 5.4547 | 4.3313 | 3.3024 | 2.9819 | 3.7498 | 5.4362 | 4.8263 | 3.0322
| HP - Non-Ducted ≥ 6 stars (≥ 3.75) | 5.4088 | 4.2854 | 3.2565 | 2.9361 | 3.7039 | 5.3903 | 4.7804 | 2.9863
| Other or None Specified | 5.5929 | 4.4721 | 3.4422 | 3.1231 | 3.889 | 5.5767 | 4.967 | 3.1733
Gas - Non Ducted | Evaporative | 5.8379 | 4.6703 | 3.6712 | 3.3299 | 4.1147 | 5.7767 | 5.1641 | 3.3789
| HP - Ducted < 3 stars (< 2.25) | 6.1462 | 4.9917 | 3.9913 | 3.6562 | 4.4297 | 6.0903 | 5.4832 | 3.7054
< 3Stars | HP - Ducted < 4.5 stars (< 3) | 6.11 | 4.9555 | 3.9551 | 3.62 | 4.3934 | 6.0541 | 5.447 | 3.6692
0 | HP - Ducted < 6 stars (< 3.75) | 6.0556 | 4.9011 | 3.9008 | 3.5657 | 4.3391 | 5.9998 | 5.3927 | 3.6148
| HP - Ducted ≥ 6 stars (≥ 3.75) | 6.0013 | 4.8468 | 3.8464 | 3.5113 | 4.2848 | 5.9454 | 5.3383 | 3.5605
| HP - Non-Ducted < 3 stars (< 2.25) | 6.0849 | 4.927 | 3.9273 | 3.5901 | 4.3668 | 6.0258 | 5.4187 | 3.6394
| HP - Non-Ducted < 4.5 stars (< 3) | 6.0543 | 4.8964 | 3.8967 | 3.5595 | 4.3363 | 5.9952 | 5.3881 | 3.6088
| HP - Non-Ducted < 6 stars (< 3.75) | 6.0084 | 4.8505 | 3.8508 | 3.5136 | 4.2904 | 5.9493 | 5.3422 | 3.5629
| HP - Non-Ducted ≥ 6 stars (≥ 3.75) | 5.9625 | 4.8046 | 3.8049 | 3.4678 | 4.2445 | 5.9035 | 5.2963 | 3.5171
| Other or None Specified | 6.1462 | 4.9917 | 3.9913 | 3.6562 | 4.4297 | 6.0903 | 5.4832 | 3.7054
Gas - Non Ducted | Evaporative | 5.6487 | 4.4811 | 3.482 | 3.1408 | 3.9255 | 5.5875 | 4.9749 | 3.1897
| HP - Ducted < 3 stars (< 2.25) | 5.957 | 4.8025 | 3.8021 | 3.467 | 4.2405 | 5.9011 | 5.294 | 3.5162
< 4.5Stars | HP - Ducted < 4.5 stars (< 3) | 5.9208 | 4.7663 | 3.7659 | 3.4308 | 4.2043 | 5.8649 | 5.2578 | 3.48
0 | HP - Ducted < 6 stars (< 3.75) | 5.8664 | 4.7119 | 3.7116 | 3.3765 | 4.1499 | 5.8106 | 5.2035 | 3.4257
| HP - Ducted ≥ 6 stars (≥ 3.75) | 5.8121 | 4.6576 | 3.6573 | 3.3221 | 4.0956 | 5.7562 | 5.1491 | 3.3713
| HP - Non-Ducted < 3 stars (< 2.25) | 5.8957 | 4.7378 | 3.7381 | 3.4009 | 4.1777 | 5.8366 | 5.2295 | 3.4502
| HP - Non-Ducted < 4.5 stars (< 3) | 5.8651 | 4.7072 | 3.7075 | 3.3703 | 4.1471 | 5.806 | 5.1989 | 3.4196
| HP - Non-Ducted < 6 stars (< 3.75) | 5.8192 | 4.6613 | 3.6616 | 3.3244 | 4.1012 | 5.7602 | 5.153 | 3.3738
| HP - Non-Ducted ≥ 6 stars (≥ 3.75) | 5.7734 | 4.6154 | 3.6157 | 3.2786 | 4.0553 | 5.7143 | 5.1071 | 3.3279
| Other or None Specified | 5.957 | 4.8025 | 3.8021 | 3.467 | 4.2405 | 5.9011 | 5.294 | 3.5162
Gas - Non Ducted | Evaporative | 5.3649 | 4.1973 | 3.1982 | 2.857 | 3.6418 | 5.3037 | 4.6911 | 2.9059
| HP - Ducted < 3 stars (< 2.25) | 5.6732 | 4.5187 | 3.5184 | 3.1832 | 3.9567 | 5.6174 | 5.0103 | 3.2324
< 6Stars | HP - Ducted < 4.5 stars (< 3) | 5.637 | 4.4825 | 3.4821 | 3.147 | 3.9205 | 5.5811 | 4.974 | 3.1962
0 | HP - Ducted < 6 stars (< 3.75) | 5.5827 | 4.4282 | 3.4278 | 3.0927 | 3.8661 | 5.5268 | 4.9197 | 3.1419
| HP - Ducted ≥ 6 stars (≥ 3.75) | 5.5283 | 4.3738 | 3.3735 | 3.0384 | 3.8118 | 5.4725 | 4.8654 | 3.0875
| HP - Non-Ducted < 3 stars (< 2.25) | 5.6119 | 4.454 | 3.4543 | 3.1171 | 3.8939 | 5.5528 | 4.9457 | 3.1665
| HP - Non-Ducted < 4.5 stars (< 3) | 5.5813 | 4.4234 | 3.4237 | 3.0865 | 3.8633 | 5.5223 | 4.9151 | 3.1359
| HP - Non-Ducted < 6 stars (< 3.75) | 5.5355 | 4.3776 | 3.3778 | 3.0407 | 3.8174 | 5.4764 | 4.8692 | 3.09
| HP - Non-Ducted ≥ 6 stars (≥ 3.75) | 5.4896 | 4.3317 | 3.332 | 2.9948 | 3.7715 | 5.4305 | 4.8234 | 3.0441
| Other or None Specified | 5.6732 | 4.5187 | 3.5184 | 3.1832 | 3.9567 | 5.6174 | 5.0103 | 3.2324
Gas - Non Ducted | Evaporative | 5.0811 | 3.9136 | 2.9145 | 2.5732 | 3.358 | 5.0199 | 4.4074 | 2.6221
| HP - Ducted < 3 stars (< 2.25) | 5.3894 | 4.2349 | 3.2346 | 2.8995 | 3.6729 | 5.3336 | 4.7265 | 2.9487
≥ 6Stars | HP - Ducted < 4.5 stars (< 3) | 5.3532 | 4.1987 | 3.1984 | 2.8632 | 3.6367 | 5.2974 | 4.6903 | 2.9124
0 | HP - Ducted < 6 stars (< 3.75) | 5.2989 | 4.1444 | 3.144 | 2.8089 | 3.5824 | 5.243 | 4.6359 | 2.8581
| HP - Ducted ≥ 6 stars (≥ 3.75) | 5.2446 | 4.09 | 3.0897 | 2.7546 | 3.528 | 5.1887 | 4.5816 | 2.8038
| HP - Non-Ducted < 3 stars (< 2.25) | 5.3282 | 4.1702 | 3.1705 | 2.8334 | 3.6101 | 5.2691 | 4.6619 | 2.8827
| HP - Non-Ducted < 4.5 stars (< 3) | 5.2976 | 4.1397 | 3.14 | 2.8028 | 3.5795 | 5.2385 | 4.6313 | 2.8521
| HP - Non-Ducted < 6 stars (< 3.75) | 5.2517 | 4.0938 | 3.0941 | 2.7569 | 3.5336 | 5.1926 | 4.5855 | 2.8062
| HP - Non-Ducted ≥ 6 stars (≥ 3.75) | 5.2058 | 4.0479 | 3.0482 | 2.711 | 3.4877 | 5.1467 | 4.5396 | 2.7603
| Other or None Specified | 5.3894 | 4.2349 | 3.2346 | 2.8995 | 3.6729 | 5.3336 | 4.7265 | 2.9487
NCC Climate Zone |  | 6 | HEAT PUMP HEATING TYPES |  |  |  |  | State | NSW
Col 1 | Col 2 | Col 3 | Col 4 | Col 5 | Col 6 | Col 7 | Col 8 | Col 9 | Col 10
Main Type of Heater | Main type of Cooler | Electric Storage (peak) | Electric Storage (off peak) | Heat Pump (Standard) | Heat Pump (off-peak) | Solar electric (Standard) | Gas storage | Gas Instantaneous | Solar Gas
Heat Pump - Ducted | Evaporative | 4.3553 | 3.0448 | 2.2307 | 1.8349 | 2.6398 | 4.0721 | 3.4979 | 1.8785
| HP - Ducted < 3 stars (< 2.25) | 4.657 | 3.3646 | 2.5418 | 2.1464 | 2.9399 | 4.3907 | 3.8186 | 2.1877
< 3 Stars (< 2.25) | HP - Ducted < 4.5 stars (< 3) | 4.6208 | 3.3283 | 2.5056 | 2.1102 | 2.9036 | 4.3545 | 3.7824 | 2.1515
0 | HP - Ducted < 6 stars (< 3.75) | 4.5664 | 3.274 | 2.4513 | 2.0559 | 2.8493 | 4.3002 | 3.7281 | 2.0972
| HP - Ducted ≥ 6 stars (≥ 3.75) | 4.5121 | 3.2197 | 2.3969 | 2.0016 | 2.795 | 4.2458 | 3.6737 | 2.0428
| HP - Non-Ducted < 3 stars (< 2.25) | 4.597 | 3.3001 | 2.4794 | 2.0841 | 2.8771 | 4.3269 | 3.7541 | 2.1259
| HP - Non-Ducted < 4.5 stars (< 3) | 4.5664 | 3.2696 | 2.4489 | 2.0536 | 2.8465 | 4.2963 | 3.7235 | 2.0953
| HP - Non-Ducted < 6 stars (< 3.75) | 4.5205 | 3.2237 | 2.403 | 2.0077 | 2.8006 | 4.2504 | 3.6776 | 2.0494
| HP - Non-Ducted ≥ 6 stars (≥ 3.75) | 4.4746 | 3.1778 | 2.3571 | 1.9618 | 2.7548 | 4.2045 | 3.6317 | 2.0036
| Other or None Specified | 4.657 | 3.3646 | 2.5418 | 2.1464 | 2.9399 | 4.3907 | 3.8186 | 2.1877
Heat Pump - Ducted | Evaporative | 4.2366 | 2.9261 | 2.112 | 1.7162 | 2.5212 | 3.9535 | 3.3792 | 1.7598
| HP - Ducted < 3 stars (< 2.25) | 4.5383 | 3.2459 | 2.4231 | 2.0278 | 2.8212 | 4.272 | 3.6999 | 2.069
< 4.5 Stars (< 3.0) | HP - Ducted < 4.5 stars (< 3) | 4.5021 | 3.2097 | 2.3869 | 1.9915 | 2.785 | 4.2358 | 3.6637 | 2.0328
0 | HP - Ducted < 6 stars (< 3.75) | 4.4477 | 3.1553 | 2.3326 | 1.9372 | 2.7306 | 4.1815 | 3.6094 | 1.9785
| HP - Ducted ≥ 6 stars (≥ 3.75) | 4.3934 | 3.101 | 2.2782 | 1.8829 | 2.6763 | 4.1271 | 3.555 | 1.9242
| HP - Non-Ducted < 3 stars (< 2.25) | 4.4783 | 3.1815 | 2.3608 | 1.9655 | 2.7584 | 4.2082 | 3.6354 | 2.0072
| HP - Non-Ducted < 4.5 stars (< 3) | 4.4477 | 3.1509 | 2.3302 | 1.9349 | 2.7278 | 4.1776 | 3.6048 | 1.9766
| HP - Non-Ducted < 6 stars (< 3.75) | 4.4018 | 3.105 | 2.2843 | 1.889 | 2.682 | 4.1317 | 3.5589 | 1.9308
| HP - Non-Ducted ≥ 6 stars (≥ 3.75) | 4.3559 | 3.0591 | 2.2384 | 1.8431 | 2.6361 | 4.0859 | 3.513 | 1.8849
| Other or None Specified | 4.5383 | 3.2459 | 2.4231 | 2.0278 | 2.8212 | 4.272 | 3.6999 | 2.069
Heat Pump - Ducted | Evaporative | 4.0586 | 2.748 | 1.9339 | 1.5382 | 2.3431 | 3.7754 | 3.2012 | 1.5817
| HP - Ducted < 3 stars (< 2.25) | 4.3603 | 3.0679 | 2.2451 | 1.8497 | 2.6431 | 4.094 | 3.5219 | 1.891
< 6 Stars (< 3.75) | HP - Ducted < 4.5 stars (< 3) | 4.324 | 3.0316 | 2.2089 | 1.8135 | 2.6069 | 4.0578 | 3.4857 | 1.8548
0 | HP - Ducted < 6 stars (< 3.75) | 4.2697 | 2.9773 | 2.1546 | 1.7592 | 2.5526 | 4.0035 | 3.4314 | 1.8005
| HP - Ducted ≥ 6 stars (≥ 3.75) | 4.2154 | 2.923 | 2.1002 | 1.7048 | 2.4983 | 3.9491 | 3.377 | 1.7461
| HP - Non-Ducted < 3 stars (< 2.25) | 4.3003 | 3.0034 | 2.1827 | 1.7874 | 2.5804 | 4.0302 | 3.4574 | 1.8292
| HP - Non-Ducted < 4.5 stars (< 3) | 4.2697 | 2.9728 | 2.1521 | 1.7568 | 2.5498 | 3.9996 | 3.4268 | 1.7986
| HP - Non-Ducted < 6 stars (< 3.75) | 4.2238 | 2.927 | 2.1063 | 1.711 | 2.5039 | 3.9537 | 3.3809 | 1.7527
| HP - Non-Ducted ≥ 6 stars (≥ 3.75) | 4.1779 | 2.8811 | 2.0604 | 1.6651 | 2.4581 | 3.9078 | 3.335 | 1.7068
| Other or None Specified | 4.3603 | 3.0679 | 2.2451 | 1.8497 | 2.6431 | 4.094 | 3.5219 | 1.891
Heat Pump - Ducted | Evaporative | 3.8806 | 2.57 | 1.7559 | 1.3602 | 2.1651 | 3.5974 | 3.0231 | 1.4037
| HP - Ducted < 3 stars (< 2.25) | 4.1822 | 2.8898 | 2.0671 | 1.6717 | 2.4651 | 3.916 | 3.3439 | 1.713
≥ 6 Stars (≥ 3.75) | HP - Ducted < 4.5 stars (< 3) | 4.146 | 2.8536 | 2.0309 | 1.6355 | 2.4289 | 3.8798 | 3.3077 | 1.6768
0 | HP - Ducted < 6 stars (< 3.75) | 4.0917 | 2.7993 | 1.9765 | 1.5812 | 2.3746 | 3.8254 | 3.2533 | 1.6224
| HP - Ducted ≥ 6 stars (≥ 3.75) | 4.0374 | 2.7449 | 1.9222 | 1.5268 | 2.3202 | 3.7711 | 3.199 | 1.5681
| HP - Non-Ducted < 3 stars (< 2.25) | 4.1222 | 2.8254 | 2.0047 | 1.6094 | 2.4024 | 3.8522 | 3.2793 | 1.6512
| HP - Non-Ducted < 4.5 stars (< 3) | 4.0917 | 2.7948 | 1.9741 | 1.5788 | 2.3718 | 3.8216 | 3.2488 | 1.6206
| HP - Non-Ducted < 6 stars (< 3.75) | 4.0458 | 2.7489 | 1.9282 | 1.5329 | 2.3259 | 3.7757 | 3.2029 | 1.5747
| HP - Non-Ducted ≥ 6 stars (≥ 3.75) | 3.9999 | 2.7031 | 1.8824 | 1.4871 | 2.28 | 3.7298 | 3.157 | 1.5288
| Other or None Specified | 4.1822 | 2.8898 | 2.0671 | 1.6717 | 2.4651 | 3.916 | 3.3439 | 1.713
Heat Pump - Non Ducted | Evaporative | 4.1492 | 2.8286 | 2.0374 | 1.6316 | 2.4365 | 3.8532 | 3.2823 | 1.6759
| HP - Ducted < 3 stars (< 2.25) | 4.4512 | 3.1512 | 2.342 | 1.9509 | 2.7386 | 4.1729 | 3.601 | 1.9929
< 3 Stars (< 2.25) | HP - Ducted < 4.5 stars (< 3) | 4.4149 | 3.1149 | 2.3058 | 1.9147 | 2.7024 | 4.1367 | 3.5648 | 1.9567
0 | HP - Ducted < 6 stars (< 3.75) | 4.3606 | 3.0606 | 2.2514 | 1.8604 | 2.6481 | 4.0823 | 3.5105 | 1.9024
| HP - Ducted ≥ 6 stars (≥ 3.75) | 4.3063 | 3.0063 | 2.1971 | 1.806 | 2.5937 | 4.028 | 3.4561 | 1.848
| HP - Non-Ducted < 3 stars (< 2.25) | 4.3904 | 3.0856 | 2.2785 | 1.8869 | 2.6777 | 4.1093 | 3.5368 | 1.9294
| HP - Non-Ducted < 4.5 stars (< 3) | 4.3598 | 3.055 | 2.2479 | 1.8563 | 2.6472 | 4.0787 | 3.5062 | 1.8988
| HP - Non-Ducted < 6 stars (< 3.75) | 4.3139 | 3.0092 | 2.2021 | 1.8105 | 2.6013 | 4.0328 | 3.4603 | 1.8529
| HP - Non-Ducted ≥ 6 stars (≥ 3.75) | 4.2681 | 2.9633 | 2.1562 | 1.7646 | 2.5554 | 3.9869 | 3.4144 | 1.8071
| Other or None Specified | 4.4512 | 3.1512 | 2.342 | 1.9509 | 2.7386 | 4.1729 | 3.601 | 1.9929
Heat Pump - Non Ducted | Evaporative | 4.0503 | 2.7297 | 1.9385 | 1.5327 | 2.3376 | 3.7543 | 3.1834 | 1.577
| HP - Ducted < 3 stars (< 2.25) | 4.3523 | 3.0523 | 2.2431 | 1.852 | 2.6397 | 4.074 | 3.5021 | 1.894
< 4.5 Stars (< 3.0) | HP - Ducted < 4.5 stars (< 3) | 4.316 | 3.016 | 2.2069 | 1.8158 | 2.6035 | 4.0378 | 3.4659 | 1.8578
0 | HP - Ducted < 6 stars (< 3.75) | 4.2617 | 2.9617 | 2.1525 | 1.7615 | 2.5492 | 3.9834 | 3.4116 | 1.8035
| HP - Ducted ≥ 6 stars (≥ 3.75) | 4.2074 | 2.9074 | 2.0982 | 1.7071 | 2.4948 | 3.9291 | 3.3572 | 1.7491
| HP - Non-Ducted < 3 stars (< 2.25) | 4.2915 | 2.9867 | 2.1796 | 1.788 | 2.5788 | 4.0104 | 3.4379 | 1.8305
| HP - Non-Ducted < 4.5 stars (< 3) | 4.2609 | 2.9561 | 2.149 | 1.7574 | 2.5483 | 3.9798 | 3.4073 | 1.7999
| HP - Non-Ducted < 6 stars (< 3.75) | 4.215 | 2.9103 | 2.1032 | 1.7116 | 2.5024 | 3.9339 | 3.3614 | 1.754
| HP - Non-Ducted ≥ 6 stars (≥ 3.75) | 4.1692 | 2.8644 | 2.0573 | 1.6657 | 2.4565 | 3.888 | 3.3155 | 1.7082
| Other or None Specified | 4.3523 | 3.0523 | 2.2431 | 1.852 | 2.6397 | 4.074 | 3.5021 | 1.894
Heat Pump - Non Ducted | Evaporative | 3.9019 | 2.5813 | 1.7901 | 1.3844 | 2.1892 | 3.6059 | 3.035 | 1.4286
| HP - Ducted < 3 stars (< 2.25) | 4.2039 | 2.9039 | 2.0947 | 1.7037 | 2.4914 | 3.9256 | 3.3538 | 1.7457
< 6 Stars (< 3.75) | HP - Ducted < 4.5 stars (< 3) | 4.1677 | 2.8677 | 2.0585 | 1.6675 | 2.4552 | 3.8894 | 3.3176 | 1.7094
0 | HP - Ducted < 6 stars (< 3.75) | 4.1133 | 2.8134 | 2.0042 | 1.6131 | 2.4008 | 3.8351 | 3.2632 | 1.6551
| HP - Ducted ≥ 6 stars (≥ 3.75) | 4.059 | 2.759 | 1.9498 | 1.5588 | 2.3465 | 3.7807 | 3.2089 | 1.6008
| HP - Non-Ducted < 3 stars (< 2.25) | 4.1432 | 2.8384 | 2.0313 | 1.6397 | 2.4305 | 3.862 | 3.2895 | 1.6822
| HP - Non-Ducted < 4.5 stars (< 3) | 4.1126 | 2.8078 | 2.0007 | 1.6091 | 2.3999 | 3.8315 | 3.2589 | 1.6516
| HP - Non-Ducted < 6 stars (< 3.75) | 4.0667 | 2.7619 | 1.9548 | 1.5632 | 2.354 | 3.7856 | 3.213 | 1.6057
| HP - Non-Ducted ≥ 6 stars (≥ 3.75) | 4.0208 | 2.716 | 1.9089 | 1.5173 | 2.3081 | 3.7397 | 3.1672 | 1.5598
| Other or None Specified | 4.2039 | 2.9039 | 2.0947 | 1.7037 | 2.4914 | 3.9256 | 3.3538 | 1.7457
Heat Pump - Non Ducted | Evaporative | 3.7536 | 2.433 | 1.6418 | 1.236 | 2.0409 | 3.4576 | 2.8867 | 1.2803
| HP - Ducted < 3 stars (< 2.25) | 4.0556 | 2.7556 | 1.9464 | 1.5553 | 2.343 | 3.7773 | 3.2054 | 1.5973
≥ 6 Stars (≥ 3.75) | HP - Ducted < 4.5 stars (< 3) | 4.0193 | 2.7193 | 1.9102 | 1.5191 | 2.3068 | 3.741 | 3.1692 | 1.5611
0 | HP - Ducted < 6 stars (< 3.75) | 3.965 | 2.665 | 1.8558 | 1.4648 | 2.2525 | 3.6867 | 3.1149 | 1.5068
| HP - Ducted ≥ 6 stars (≥ 3.75) | 3.9107 | 2.6107 | 1.8015 | 1.4104 | 2.1981 | 3.6324 | 3.0605 | 1.4524
| HP - Non-Ducted < 3 stars (< 2.25) | 3.9948 | 2.69 | 1.8829 | 1.4913 | 2.2821 | 3.7137 | 3.1412 | 1.5338
| HP - Non-Ducted < 4.5 stars (< 3) | 3.9642 | 2.6594 | 1.8523 | 1.4607 | 2.2516 | 3.6831 | 3.1106 | 1.5032
| HP - Non-Ducted < 6 stars (< 3.75) | 3.9183 | 2.6135 | 1.8064 | 1.4149 | 2.2057 | 3.6372 | 3.0647 | 1.4573
| HP - Non-Ducted ≥ 6 stars (≥ 3.75) | 3.8725 | 2.5677 | 1.7606 | 1.369 | 2.1598 | 3.5913 | 3.0188 | 1.4115
| Other or None Specified | 4.0556 | 2.7556 | 1.9464 | 1.5553 | 2.343 | 3.7773 | 3.2054 | 1.5973
NCC Climate Zone |  | 6 | OTHER HEATING TYPES |  |  |  |  | State | NSW
Col 1 | Col 2 | Col 3 | Col 4 | Col 5 | Col 6 | Col 7 | Col 8 | Col 9 | Col 10
Main Type of Heater | Main type of Cooler | Electric Storage (peak) | Electric Storage (off peak) | Heat Pump (Standard) | Heat Pump (off-peak) | Solar electric (Standard) | Gas storage | Gas Instantaneous | Solar Gas
Electric - Resistance (Panel) | Evaporative | 7.0542 | 5.8633 | 4.9081 | 4.5604 | 5.3665 | 6.9234 | 6.3364 | 4.6093
| HP - Ducted < 3 stars (< 2.25) | 7.433 | 6.2539 | 5.3034 | 4.9588 | 5.7551 | 7.3037 | 6.7245 | 5.0079
| HP - Ducted < 4.5 stars (< 3) | 7.3967 | 6.2177 | 5.2672 | 4.9225 | 5.7189 | 7.2675 | 6.6883 | 4.9717
0 | HP - Ducted < 6 stars (< 3.75) | 7.3424 | 6.1633 | 5.2129 | 4.8682 | 5.6646 | 7.2132 | 6.634 | 4.9173
| HP - Ducted ≥ 6 stars (≥ 3.75) | 7.2881 | 6.109 | 5.1585 | 4.8139 | 5.6102 | 7.1589 | 6.5796 | 4.863
| HP - Non-Ducted < 3 stars (< 2.25) | 7.3605 | 6.1775 | 5.2285 | 4.8824 | 5.6802 | 7.2279 | 6.6483 | 4.9316
| HP - Non-Ducted < 4.5 stars (< 3) | 7.3299 | 6.1469 | 5.1979 | 4.8519 | 5.6496 | 7.1973 | 6.6177 | 4.901
| HP - Non-Ducted < 6 stars (< 3.75) | 7.284 | 6.1011 | 5.152 | 4.806 | 5.6037 | 7.1514 | 6.5718 | 4.8551
| HP - Non-Ducted ≥ 6 stars (≥ 3.75) | 7.2382 | 6.0552 | 5.1061 | 4.7601 | 5.5579 | 7.1056 | 6.5259 | 4.8092
| Other or None Specified | 7.433 | 6.2539 | 5.3034 | 4.9588 | 5.7551 | 7.3037 | 6.7245 | 5.0079
Wood Heater | Evaporative | 4.7373 | 3.5015 | 2.5804 | 2.2042 | 3.0039 | 4.5863 | 3.9838 | 2.2512
| HP - Ducted < 3 stars (< 2.25) | 5.1401 | 3.9303 | 2.9985 | 2.6385 | 3.4146 | 5.008 | 4.41 | 2.6839
| HP - Ducted < 4.5 stars (< 3) | 5.1039 | 3.8941 | 2.9623 | 2.6023 | 3.3784 | 4.9717 | 4.3738 | 2.6477
0 | HP - Ducted < 6 stars (< 3.75) | 5.0495 | 3.8397 | 2.908 | 2.548 | 3.324 | 4.9174 | 4.3195 | 2.5934
| HP - Ducted ≥ 6 stars (≥ 3.75) | 4.9952 | 3.7854 | 2.8537 | 2.4936 | 3.2697 | 4.8631 | 4.2651 | 2.5391
| HP - Non-Ducted < 3 stars (< 2.25) | 5.0634 | 3.8483 | 2.9169 | 2.5554 | 3.3357 | 4.9274 | 4.3284 | 2.6011
| HP - Non-Ducted < 4.5 stars (< 3) | 5.0328 | 3.8177 | 2.8863 | 2.5248 | 3.3051 | 4.8968 | 4.2978 | 2.5705
| HP - Non-Ducted < 6 stars (< 3.75) | 4.987 | 3.7718 | 2.8404 | 2.4789 | 3.2592 | 4.8509 | 4.2519 | 2.5246
| HP - Non-Ducted ≥ 6 stars (≥ 3.75) | 4.9411 | 3.7259 | 2.7945 | 2.433 | 3.2133 | 4.805 | 4.206 | 2.4787
| Other or None Specified | 5.1401 | 3.9303 | 2.9985 | 2.6385 | 3.4146 | 5.008 | 4.41 | 2.6839
Electric - Resistance (Slab) | Evaporative | 5.9755 | 4.8323 | 3.8114 | 3.4805 | 4.2571 | 5.9456 | 5.33 | 3.5301
| HP - Ducted < 3 stars (< 2.25) | 6.3773 | 5.2508 | 4.2297 | 3.9091 | 4.6687 | 6.354 | 5.7451 | 3.9583
| HP - Ducted < 4.5 stars (< 3) | 6.3411 | 5.2146 | 4.1934 | 3.8729 | 4.6324 | 6.3178 | 5.7089 | 3.9221
0 | HP - Ducted < 6 stars (< 3.75) | 6.2868 | 5.1603 | 4.1391 | 3.8186 | 4.5781 | 6.2634 | 5.6546 | 3.8678
| HP - Ducted ≥ 6 stars (≥ 3.75) | 6.2324 | 5.1059 | 4.0848 | 3.7642 | 4.5238 | 6.2091 | 5.6002 | 3.8134
| HP - Non-Ducted < 3 stars (< 2.25) | 6.301 | 5.1708 | 4.1493 | 3.8271 | 4.5906 | 6.2743 | 5.6651 | 3.8764
| HP - Non-Ducted < 4.5 stars (< 3) | 6.2704 | 5.1403 | 4.1187 | 3.7965 | 4.56 | 6.2437 | 5.6345 | 3.8458
| HP - Non-Ducted < 6 stars (< 3.75) | 6.2245 | 5.0944 | 4.0728 | 3.7506 | 4.5141 | 6.1978 | 5.5886 | 3.8
| HP - Non-Ducted ≥ 6 stars (≥ 3.75) | 6.1786 | 5.0485 | 4.027 | 3.7047 | 4.4682 | 6.1519 | 5.5427 | 3.7541
| Other or None Specified | 6.3773 | 5.2508 | 4.2297 | 3.9091 | 4.6687 | 6.354 | 5.7451 | 3.9583
Other or None Specified | Evaporative | 4.3553 | 3.0448 | 2.2307 | 1.8349 | 2.6398 | 4.0721 | 3.4979 | 1.8785
| HP - Ducted < 3 stars (< 2.25) | 4.657 | 3.3646 | 2.5418 | 2.1464 | 2.9399 | 4.3907 | 3.8186 | 2.1877
| HP - Ducted < 4.5 stars (< 3) | 4.6208 | 3.3283 | 2.5056 | 2.1102 | 2.9036 | 4.3545 | 3.7824 | 2.1515
0 | HP - Ducted < 6 stars (< 3.75) | 4.5664 | 3.274 | 2.4513 | 2.0559 | 2.8493 | 4.3002 | 3.7281 | 2.0972
| HP - Ducted ≥ 6 stars (≥ 3.75) | 4.5121 | 3.2197 | 2.3969 | 2.0016 | 2.795 | 4.2458 | 3.6737 | 2.0428
| HP - Non-Ducted < 3 stars (< 2.25) | 4.597 | 3.3001 | 2.4794 | 2.0841 | 2.8771 | 4.3269 | 3.7541 | 2.1259
| HP - Non-Ducted < 4.5 stars (< 3) | 4.5664 | 3.2696 | 2.4489 | 2.0536 | 2.8465 | 4.2963 | 3.7235 | 2.0953
| HP - Non-Ducted < 6 stars (< 3.75) | 4.5205 | 3.2237 | 2.403 | 2.0077 | 2.8006 | 4.2504 | 3.6776 | 2.0494
| HP - Non-Ducted ≥ 6 stars (≥ 3.75) | 4.4746 | 3.1778 | 2.3571 | 1.9618 | 2.7548 | 4.2045 | 3.6317 | 2.0036
| Other or None Specified | 4.657 | 3.3646 | 2.5418 | 2.1464 | 2.9399 | 4.3907 | 3.8186 | 2.1877
Swimming Pool Pump
| Star | MJ PV/1000L | kW PV/1000L | kW PV / 40,000
| 1 | 304.8325 | 0.067404 | 2.6961 |  | Note: For Option 2 Need to select a base case (eg, 5 Stars)
| 1.5 | 257.3971 | 0.056915 | 2.2766 |  | Requirement = difference between 5 stars and selected star rating
| 2 | 223.7412 | 0.049473 | 1.9789
| 2.5 | 197.6357 | 0.043701 | 1.748
| 3 | 176.3059 | 0.038984 | 1.5594
| 3.5 | 158.2719 | 0.034997 | 1.3999
| 4 | 142.65 | 0.031542 | 1.2617
| 4.5 | 128.8706 | 0.028495 | 1.1398
| 5 | 116.5445 | 0.02577 | 1.0308
| 5.5 | 105.3942 | 0.023304 | 0.93218
| 6 | 95.2147 | 0.021054 | 0.84214
| 6.5 | 85.8505 | 0.018983 | 0.75932
| 7 | 77.1806 | 0.017066 | 0.68264
| 7.5 | 69.1092 | 0.015281 | 0.61125
| 8 | 61.5588 | 0.013612 | 0.54447
| 8.5 | 54.4663 | 0.012043 | 0.48174
| 9 | 47.7794 | 0.010565 | 0.42259
| 9.5 | 41.4541 | 0.0091662 | 0.36665
| 10 | 35.4533 | 0.0078393 | 0.31357
| Spa Pump |  |  |  |  | Note: For Option 2 Need to select a base case (eg, 50% of ZNSC)
| Star | MJ PV/100 L | kW PV/100L | kW PV/4000L |  | Requirement = % * Reuirement for ZNSC
| Any | 361.6388 | 0.079964 | 3.1986

## 6-VIC (hidden)
NCC Climate Zone |  | 6 | GAS HEATING TYPES |  |  |  |  | State | VIC
Col 1 | Col 2 | Col 3 | Col 4 | Col 5 | Col 6 | Col 7 | Col 8 | Col 9 | Col 10
Main Type of Heater | Main type of Cooler | Electric Storage (peak) | Electric Storage (off peak) | Heat Pump (Standard) | Heat Pump (off-peak) | Solar electric (Standard) | Gas storage | Gas Instantaneous | Solar Gas
Gas - Ducted | Evaporative | 4.7083 | 4.3341 | 2.9341 | 2.8443 | 3.2599 | 3.7557 | 3.4525 | 2.5034
(includes Hydronic) | HP - Ducted < 3 stars (< 2.25) | 4.9614 | 4.5959 | 3.1967 | 3.1108 | 3.5176 | 4.0205 | 3.7172 | 2.7706
< 3Stars | HP - Ducted < 4.5 stars (< 3) | 4.9316 | 4.5661 | 3.1669 | 3.081 | 3.4878 | 3.9907 | 3.6874 | 2.7408
0 | HP - Ducted < 6 stars (< 3.75) | 4.8869 | 4.5214 | 3.1222 | 3.0363 | 3.4431 | 3.946 | 3.6427 | 2.6961
| HP - Ducted ≥ 6 stars (≥ 3.75) | 4.8422 | 4.4767 | 3.0775 | 2.9916 | 3.3984 | 3.9013 | 3.598 | 2.6514
| HP - Non-Ducted < 3 stars (< 2.25) | 4.9107 | 4.5433 | 3.1433 | 3.0565 | 3.4656 | 3.9674 | 3.6636 | 2.7163
| HP - Non-Ducted < 4.5 stars (< 3) | 4.8861 | 4.5187 | 3.1187 | 3.0319 | 3.441 | 3.9428 | 3.639 | 2.6917
| HP - Non-Ducted < 6 stars (< 3.75) | 4.8492 | 4.4818 | 3.0817 | 2.995 | 3.4041 | 3.9058 | 3.6021 | 2.6548
| HP - Non-Ducted ≥ 6 stars (≥ 3.75) | 4.8122 | 4.4449 | 3.0448 | 2.9581 | 3.3672 | 3.8689 | 3.5652 | 2.6179
| Other or None Specified | 4.9614 | 4.5959 | 3.1967 | 3.1108 | 3.5176 | 4.0205 | 3.7172 | 2.7706
Gas - Ducted | Evaporative | 4.5107 | 4.1365 | 2.7365 | 2.6468 | 3.0624 | 3.5582 | 3.2549 | 2.3058
(includes Hydronic) | HP - Ducted < 3 stars (< 2.25) | 4.7639 | 4.3983 | 2.9992 | 2.9133 | 3.3201 | 3.823 | 3.5197 | 2.573
< 4.5Stars | HP - Ducted < 4.5 stars (< 3) | 4.7341 | 4.3685 | 2.9694 | 2.8835 | 3.2903 | 3.7932 | 3.4899 | 2.5432
0 | HP - Ducted < 6 stars (< 3.75) | 4.6894 | 4.3238 | 2.9247 | 2.8388 | 3.2456 | 3.7485 | 3.4452 | 2.4985
| HP - Ducted ≥ 6 stars (≥ 3.75) | 4.6447 | 4.2791 | 2.88 | 2.7941 | 3.2009 | 3.7038 | 3.4005 | 2.4538
| HP - Non-Ducted < 3 stars (< 2.25) | 4.7131 | 4.3458 | 2.9457 | 2.859 | 3.2681 | 3.7698 | 3.4661 | 2.5188
| HP - Non-Ducted < 4.5 stars (< 3) | 4.6885 | 4.3211 | 2.9211 | 2.8343 | 3.2435 | 3.7452 | 3.4414 | 2.4942
| HP - Non-Ducted < 6 stars (< 3.75) | 4.6516 | 4.2842 | 2.8842 | 2.7974 | 3.2065 | 3.7083 | 3.4045 | 2.4573
| HP - Non-Ducted ≥ 6 stars (≥ 3.75) | 4.6147 | 4.2473 | 2.8473 | 2.7605 | 3.1696 | 3.6714 | 3.3676 | 2.4203
| Other or None Specified | 4.7639 | 4.3983 | 2.9992 | 2.9133 | 3.3201 | 3.823 | 3.5197 | 2.573
Gas - Ducted | Evaporative | 4.2144 | 3.8402 | 2.4402 | 2.3505 | 2.7661 | 3.2618 | 2.9586 | 2.0095
(includes Hydronic) | HP - Ducted < 3 stars (< 2.25) | 4.4675 | 4.102 | 2.7028 | 2.617 | 3.0237 | 3.5267 | 3.2233 | 2.2767
< 6Stars | HP - Ducted < 4.5 stars (< 3) | 4.4377 | 4.0722 | 2.673 | 2.5872 | 2.9939 | 3.4969 | 3.1935 | 2.2469
0 | HP - Ducted < 6 stars (< 3.75) | 4.393 | 4.0275 | 2.6283 | 2.5425 | 2.9492 | 3.4522 | 3.1488 | 2.2022
| HP - Ducted ≥ 6 stars (≥ 3.75) | 4.3483 | 3.9828 | 2.5836 | 2.4978 | 2.9045 | 3.4075 | 3.1041 | 2.1575
| HP - Non-Ducted < 3 stars (< 2.25) | 4.4168 | 4.0494 | 2.6494 | 2.5626 | 2.9717 | 3.4735 | 3.1697 | 2.2225
| HP - Non-Ducted < 4.5 stars (< 3) | 4.3922 | 4.0248 | 2.6248 | 2.538 | 2.9471 | 3.4489 | 3.1451 | 2.1979
| HP - Non-Ducted < 6 stars (< 3.75) | 4.3553 | 3.9879 | 2.5879 | 2.5011 | 2.9102 | 3.412 | 3.1082 | 2.1609
| HP - Non-Ducted ≥ 6 stars (≥ 3.75) | 4.3184 | 3.951 | 2.5509 | 2.4642 | 2.8733 | 3.375 | 3.0713 | 2.124
| Other or None Specified | 4.4675 | 4.102 | 2.7028 | 2.617 | 3.0237 | 3.5267 | 3.2233 | 2.2767
Gas - Ducted | Evaporative | 3.9181 | 3.5439 | 2.1439 | 2.0541 | 2.4697 | 2.9655 | 2.6623 | 1.7132
(includes Hydronic) | HP - Ducted < 3 stars (< 2.25) | 4.1712 | 3.8057 | 2.4065 | 2.3206 | 2.7274 | 3.2303 | 2.927 | 1.9804
≥ 6Stars | HP - Ducted < 4.5 stars (< 3) | 4.1414 | 3.7759 | 2.3767 | 2.2908 | 2.6976 | 3.2005 | 2.8972 | 1.9506
0 | HP - Ducted < 6 stars (< 3.75) | 4.0967 | 3.7312 | 2.332 | 2.2461 | 2.6529 | 3.1558 | 2.8525 | 1.9059
| HP - Ducted ≥ 6 stars (≥ 3.75) | 4.052 | 3.6865 | 2.2873 | 2.2014 | 2.6082 | 3.1111 | 2.8078 | 1.8612
| HP - Non-Ducted < 3 stars (< 2.25) | 4.1205 | 3.7531 | 2.3531 | 2.2663 | 2.6754 | 3.1772 | 2.8734 | 1.9261
| HP - Non-Ducted < 4.5 stars (< 3) | 4.0959 | 3.7285 | 2.3285 | 2.2417 | 2.6508 | 3.1526 | 2.8488 | 1.9015
| HP - Non-Ducted < 6 stars (< 3.75) | 4.059 | 3.6916 | 2.2915 | 2.2048 | 2.6139 | 3.1156 | 2.8119 | 1.8646
| HP - Non-Ducted ≥ 6 stars (≥ 3.75) | 4.022 | 3.6547 | 2.2546 | 2.1679 | 2.577 | 3.0787 | 2.775 | 1.8277
| Other or None Specified | 4.1712 | 3.8057 | 2.4065 | 2.3206 | 2.7274 | 3.2303 | 2.927 | 1.9804
Gas - Non Ducted | Evaporative | 4.1901 | 3.795 | 2.4207 | 2.3175 | 2.7384 | 3.2188 | 2.9175 | 1.982
| HP - Ducted < 3 stars (< 2.25) | 4.4454 | 4.0582 | 2.6831 | 2.5867 | 2.9974 | 3.484 | 3.1854 | 2.2501
< 3Stars | HP - Ducted < 4.5 stars (< 3) | 4.4156 | 4.0284 | 2.6533 | 2.5569 | 2.9676 | 3.4542 | 3.1556 | 2.2203
0 | HP - Ducted < 6 stars (< 3.75) | 4.3709 | 3.9837 | 2.6086 | 2.5122 | 2.9229 | 3.4095 | 3.1109 | 2.1756
| HP - Ducted ≥ 6 stars (≥ 3.75) | 4.3262 | 3.939 | 2.5639 | 2.4675 | 2.8782 | 3.3648 | 3.0662 | 2.1309
| HP - Non-Ducted < 3 stars (< 2.25) | 4.394 | 4.0055 | 2.6301 | 2.532 | 2.9443 | 3.4305 | 3.1311 | 2.195
| HP - Non-Ducted < 4.5 stars (< 3) | 4.3694 | 3.9808 | 2.6055 | 2.5074 | 2.9197 | 3.4059 | 3.1064 | 2.1704
| HP - Non-Ducted < 6 stars (< 3.75) | 4.3325 | 3.9439 | 2.5685 | 2.4705 | 2.8828 | 3.369 | 3.0695 | 2.1335
| HP - Non-Ducted ≥ 6 stars (≥ 3.75) | 4.2955 | 3.907 | 2.5316 | 2.4336 | 2.8459 | 3.3321 | 3.0326 | 2.0965
| Other or None Specified | 4.4454 | 4.0582 | 2.6831 | 2.5867 | 2.9974 | 3.484 | 3.1854 | 2.2501
Gas - Non Ducted | Evaporative | 4.0894 | 3.6942 | 2.32 | 2.2167 | 2.6377 | 3.1181 | 2.8168 | 1.8812
| HP - Ducted < 3 stars (< 2.25) | 4.3446 | 3.9575 | 2.5823 | 2.4859 | 2.8967 | 3.3833 | 3.0846 | 2.1493
< 4.5Stars | HP - Ducted < 4.5 stars (< 3) | 4.3148 | 3.9277 | 2.5525 | 2.4561 | 2.8669 | 3.3535 | 3.0548 | 2.1195
0 | HP - Ducted < 6 stars (< 3.75) | 4.2701 | 3.883 | 2.5078 | 2.4114 | 2.8222 | 3.3088 | 3.0101 | 2.0748
| HP - Ducted ≥ 6 stars (≥ 3.75) | 4.2254 | 3.8383 | 2.4631 | 2.3667 | 2.7775 | 3.2641 | 2.9654 | 2.0301
| HP - Non-Ducted < 3 stars (< 2.25) | 4.2932 | 3.9047 | 2.5293 | 2.4313 | 2.8436 | 3.3298 | 3.0303 | 2.0942
| HP - Non-Ducted < 4.5 stars (< 3) | 4.2686 | 3.8801 | 2.5047 | 2.4067 | 2.8189 | 3.3052 | 3.0057 | 2.0696
| HP - Non-Ducted < 6 stars (< 3.75) | 4.2317 | 3.8432 | 2.4678 | 2.3698 | 2.782 | 3.2682 | 2.9688 | 2.0327
| HP - Non-Ducted ≥ 6 stars (≥ 3.75) | 4.1948 | 3.8062 | 2.4309 | 2.3328 | 2.7451 | 3.2313 | 2.9318 | 1.9958
| Other or None Specified | 4.3446 | 3.9575 | 2.5823 | 2.4859 | 2.8967 | 3.3833 | 3.0846 | 2.1493
Gas - Non Ducted | Evaporative | 3.9383 | 3.5431 | 2.1689 | 2.0656 | 2.4866 | 2.9669 | 2.6656 | 1.7301
| HP - Ducted < 3 stars (< 2.25) | 4.1935 | 3.8063 | 2.4312 | 2.3348 | 2.7455 | 3.2321 | 2.9335 | 1.9982
< 6Stars | HP - Ducted < 4.5 stars (< 3) | 4.1637 | 3.7765 | 2.4014 | 2.305 | 2.7157 | 3.2023 | 2.9037 | 1.9684
0 | HP - Ducted < 6 stars (< 3.75) | 4.119 | 3.7318 | 2.3567 | 2.2603 | 2.671 | 3.1576 | 2.859 | 1.9237
| HP - Ducted ≥ 6 stars (≥ 3.75) | 4.0743 | 3.6871 | 2.312 | 2.2156 | 2.6264 | 3.1129 | 2.8143 | 1.879
| HP - Non-Ducted < 3 stars (< 2.25) | 4.1421 | 3.7536 | 2.3782 | 2.2801 | 2.6924 | 3.1786 | 2.8792 | 1.9431
| HP - Non-Ducted < 4.5 stars (< 3) | 4.1175 | 3.729 | 2.3536 | 2.2555 | 2.6678 | 3.154 | 2.8545 | 1.9185
| HP - Non-Ducted < 6 stars (< 3.75) | 4.0806 | 3.692 | 2.3167 | 2.2186 | 2.6309 | 3.1171 | 2.8176 | 1.8816
| HP - Non-Ducted ≥ 6 stars (≥ 3.75) | 4.0437 | 3.6551 | 2.2797 | 2.1817 | 2.594 | 3.0802 | 2.7807 | 1.8446
| Other or None Specified | 4.1935 | 3.8063 | 2.4312 | 2.3348 | 2.7455 | 3.2321 | 2.9335 | 1.9982
Gas - Non Ducted | Evaporative | 3.7871 | 3.3919 | 2.0177 | 1.9144 | 2.3354 | 2.8158 | 2.5145 | 1.579
| HP - Ducted < 3 stars (< 2.25) | 4.0424 | 3.6552 | 2.2801 | 2.1836 | 2.5944 | 3.081 | 2.7823 | 1.8471
≥ 6Stars | HP - Ducted < 4.5 stars (< 3) | 4.0126 | 3.6254 | 2.2503 | 2.1538 | 2.5646 | 3.0512 | 2.7525 | 1.8173
0 | HP - Ducted < 6 stars (< 3.75) | 3.9679 | 3.5807 | 2.2056 | 2.1091 | 2.5199 | 3.0065 | 2.7078 | 1.7726
| HP - Ducted ≥ 6 stars (≥ 3.75) | 3.9232 | 3.536 | 2.1609 | 2.0644 | 2.4752 | 2.9618 | 2.6631 | 1.7279
| HP - Non-Ducted < 3 stars (< 2.25) | 3.991 | 3.6024 | 2.2271 | 2.129 | 2.5413 | 3.0275 | 2.728 | 1.792
| HP - Non-Ducted < 4.5 stars (< 3) | 3.9664 | 3.5778 | 2.2024 | 2.1044 | 2.5167 | 3.0029 | 2.7034 | 1.7674
| HP - Non-Ducted < 6 stars (< 3.75) | 3.9294 | 3.5409 | 2.1655 | 2.0675 | 2.4798 | 2.966 | 2.6665 | 1.7304
| HP - Non-Ducted ≥ 6 stars (≥ 3.75) | 3.8925 | 3.504 | 2.1286 | 2.0306 | 2.4428 | 2.9291 | 2.6296 | 1.6935
| Other or None Specified | 4.0424 | 3.6552 | 2.2801 | 2.1836 | 2.5944 | 3.081 | 2.7823 | 1.8471
NCC Climate Zone |  | 6 | HEAT PUMP HEATING TYPES |  |  |  |  | State | VIC
Col 1 | Col 2 | Col 3 | Col 4 | Col 5 | Col 6 | Col 7 | Col 8 | Col 9 | Col 10
Main Type of Heater | Main type of Cooler | Electric Storage (peak) | Electric Storage (off peak) | Heat Pump (Standard) | Heat Pump (off-peak) | Solar electric (Standard) | Gas storage | Gas Instantaneous | Solar Gas
Heat Pump - Ducted | Evaporative | 3.6798 | 3.2139 | 1.932 | 1.797 | 2.2367 | 2.6483 | 2.3632 | 1.4781
| HP - Ducted < 3 stars (< 2.25) | 3.9317 | 3.4735 | 2.1834 | 2.0572 | 2.4928 | 2.9097 | 2.6266 | 1.7442
< 3 Stars (< 2.25) | HP - Ducted < 4.5 stars (< 3) | 3.9019 | 3.4437 | 2.1536 | 2.0274 | 2.463 | 2.8799 | 2.5968 | 1.7144
0 | HP - Ducted < 6 stars (< 3.75) | 3.8572 | 3.399 | 2.1089 | 1.9827 | 2.4183 | 2.8352 | 2.5521 | 1.6697
| HP - Ducted ≥ 6 stars (≥ 3.75) | 3.8125 | 3.3543 | 2.0642 | 1.9381 | 2.3736 | 2.7905 | 2.5074 | 1.625
| HP - Non-Ducted < 3 stars (< 2.25) | 3.881 | 3.4211 | 2.1311 | 2.0048 | 2.4409 | 2.8557 | 2.5731 | 1.6903
| HP - Non-Ducted < 4.5 stars (< 3) | 3.8564 | 3.3965 | 2.1064 | 1.9802 | 2.4163 | 2.8311 | 2.5485 | 1.6657
| HP - Non-Ducted < 6 stars (< 3.75) | 3.8194 | 3.3596 | 2.0695 | 1.9433 | 2.3794 | 2.7941 | 2.5116 | 1.6287
| HP - Non-Ducted ≥ 6 stars (≥ 3.75) | 3.7825 | 3.3227 | 2.0326 | 1.9063 | 2.3424 | 2.7572 | 2.4747 | 1.5918
| Other or None Specified | 3.9317 | 3.4735 | 2.1834 | 2.0572 | 2.4928 | 2.9097 | 2.6266 | 1.7442
Heat Pump - Ducted | Evaporative | 3.588 | 3.1221 | 1.8402 | 1.7052 | 2.1449 | 2.5565 | 2.2714 | 1.3863
| HP - Ducted < 3 stars (< 2.25) | 3.8399 | 3.3817 | 2.0916 | 1.9654 | 2.401 | 2.8179 | 2.5348 | 1.6524
< 4.5 Stars (< 3.0) | HP - Ducted < 4.5 stars (< 3) | 3.8101 | 3.3519 | 2.0618 | 1.9356 | 2.3712 | 2.7881 | 2.505 | 1.6226
0 | HP - Ducted < 6 stars (< 3.75) | 3.7654 | 3.3072 | 2.0171 | 1.8909 | 2.3265 | 2.7434 | 2.4603 | 1.5779
| HP - Ducted ≥ 6 stars (≥ 3.75) | 3.7207 | 3.2625 | 1.9724 | 1.8463 | 2.2818 | 2.6987 | 2.4156 | 1.5332
| HP - Non-Ducted < 3 stars (< 2.25) | 3.7892 | 3.3293 | 2.0393 | 1.913 | 2.3491 | 2.7639 | 2.4814 | 1.5985
| HP - Non-Ducted < 4.5 stars (< 3) | 3.7646 | 3.3047 | 2.0146 | 1.8884 | 2.3245 | 2.7393 | 2.4567 | 1.5739
| HP - Non-Ducted < 6 stars (< 3.75) | 3.7276 | 3.2678 | 1.9777 | 1.8515 | 2.2876 | 2.7023 | 2.4198 | 1.5369
| HP - Non-Ducted ≥ 6 stars (≥ 3.75) | 3.6907 | 3.2309 | 1.9408 | 1.8145 | 2.2506 | 2.6654 | 2.3829 | 1.5
| Other or None Specified | 3.8399 | 3.3817 | 2.0916 | 1.9654 | 2.401 | 2.8179 | 2.5348 | 1.6524
Heat Pump - Ducted | Evaporative | 3.4503 | 2.9844 | 1.7025 | 1.5675 | 2.0072 | 2.4188 | 2.1337 | 1.2486
| HP - Ducted < 3 stars (< 2.25) | 3.7022 | 3.244 | 1.9539 | 1.8277 | 2.2633 | 2.6802 | 2.3971 | 1.5147
< 6 Stars (< 3.75) | HP - Ducted < 4.5 stars (< 3) | 3.6724 | 3.2142 | 1.9241 | 1.7979 | 2.2335 | 2.6504 | 2.3673 | 1.4849
0 | HP - Ducted < 6 stars (< 3.75) | 3.6277 | 3.1695 | 1.8794 | 1.7533 | 2.1888 | 2.6057 | 2.3226 | 1.4402
| HP - Ducted ≥ 6 stars (≥ 3.75) | 3.583 | 3.1248 | 1.8347 | 1.7086 | 2.1441 | 2.561 | 2.2779 | 1.3955
| HP - Non-Ducted < 3 stars (< 2.25) | 3.6515 | 3.1916 | 1.9016 | 1.7753 | 2.2114 | 2.6262 | 2.3437 | 1.4608
| HP - Non-Ducted < 4.5 stars (< 3) | 3.6269 | 3.167 | 1.8769 | 1.7507 | 2.1868 | 2.6016 | 2.319 | 1.4362
| HP - Non-Ducted < 6 stars (< 3.75) | 3.5899 | 3.1301 | 1.84 | 1.7138 | 2.1499 | 2.5646 | 2.2821 | 1.3992
| HP - Non-Ducted ≥ 6 stars (≥ 3.75) | 3.553 | 3.0932 | 1.8031 | 1.6768 | 2.1129 | 2.5277 | 2.2452 | 1.3623
| Other or None Specified | 3.7022 | 3.244 | 1.9539 | 1.8277 | 2.2633 | 2.6802 | 2.3971 | 1.5147
Heat Pump - Ducted | Evaporative | 3.3126 | 2.8467 | 1.5648 | 1.4298 | 1.8695 | 2.2811 | 1.996 | 1.1109
| HP - Ducted < 3 stars (< 2.25) | 3.5645 | 3.1063 | 1.8162 | 1.69 | 2.1256 | 2.5425 | 2.2594 | 1.377
≥ 6 Stars (≥ 3.75) | HP - Ducted < 4.5 stars (< 3) | 3.5347 | 3.0765 | 1.7864 | 1.6603 | 2.0958 | 2.5127 | 2.2296 | 1.3472
0 | HP - Ducted < 6 stars (< 3.75) | 3.49 | 3.0318 | 1.7417 | 1.6156 | 2.0511 | 2.468 | 2.1849 | 1.3025
| HP - Ducted ≥ 6 stars (≥ 3.75) | 3.4453 | 2.9871 | 1.697 | 1.5709 | 2.0064 | 2.4233 | 2.1402 | 1.2578
| HP - Non-Ducted < 3 stars (< 2.25) | 3.5138 | 3.0539 | 1.7639 | 1.6376 | 2.0737 | 2.4885 | 2.206 | 1.3231
| HP - Non-Ducted < 4.5 stars (< 3) | 3.4892 | 3.0293 | 1.7392 | 1.613 | 2.0491 | 2.4639 | 2.1813 | 1.2985
| HP - Non-Ducted < 6 stars (< 3.75) | 3.4522 | 2.9924 | 1.7023 | 1.5761 | 2.0122 | 2.4269 | 2.1444 | 1.2615
| HP - Non-Ducted ≥ 6 stars (≥ 3.75) | 3.4153 | 2.9555 | 1.6654 | 1.5391 | 1.9752 | 2.39 | 2.1075 | 1.2246
| Other or None Specified | 3.5645 | 3.1063 | 1.8162 | 1.69 | 2.1256 | 2.5425 | 2.2594 | 1.377
Heat Pump - Non Ducted | Evaporative | 3.5188 | 3.0477 | 1.7788 | 1.6366 | 2.0784 | 2.4837 | 2.1979 | 1.3289
| HP - Ducted < 3 stars (< 2.25) | 3.7725 | 3.3093 | 2.0311 | 1.9009 | 2.3338 | 2.7464 | 2.4643 | 1.5866
< 3 Stars (< 2.25) | HP - Ducted < 4.5 stars (< 3) | 3.7427 | 3.2795 | 2.0013 | 1.8711 | 2.304 | 2.7166 | 2.4345 | 1.5568
0 | HP - Ducted < 6 stars (< 3.75) | 3.698 | 3.2348 | 1.9566 | 1.8264 | 2.2593 | 2.6719 | 2.3898 | 1.5121
| HP - Ducted ≥ 6 stars (≥ 3.75) | 3.6533 | 3.1901 | 1.9119 | 1.7817 | 2.2146 | 2.6272 | 2.3451 | 1.4674
| HP - Non-Ducted < 3 stars (< 2.25) | 3.7214 | 3.2564 | 1.9804 | 1.8476 | 2.2814 | 2.6931 | 2.4103 | 1.5318
| HP - Non-Ducted < 4.5 stars (< 3) | 3.6968 | 3.2318 | 1.9558 | 1.823 | 2.2568 | 2.6685 | 2.3857 | 1.5071
| HP - Non-Ducted < 6 stars (< 3.75) | 3.6599 | 3.1948 | 1.9189 | 1.786 | 2.2199 | 2.6316 | 2.3488 | 1.4702
| HP - Non-Ducted ≥ 6 stars (≥ 3.75) | 3.623 | 3.1579 | 1.8819 | 1.7491 | 2.1829 | 2.5947 | 2.3118 | 1.4333
| Other or None Specified | 3.7725 | 3.3093 | 2.0311 | 1.9009 | 2.3338 | 2.7464 | 2.4643 | 1.5866
Heat Pump - Non Ducted | Evaporative | 3.4415 | 2.9704 | 1.7015 | 1.5593 | 2.0011 | 2.4064 | 2.1205 | 1.2516
| HP - Ducted < 3 stars (< 2.25) | 3.6952 | 3.232 | 1.9537 | 1.8236 | 2.2565 | 2.6691 | 2.387 | 1.5093
< 4.5 Stars (< 3.0) | HP - Ducted < 4.5 stars (< 3) | 3.6654 | 3.2022 | 1.924 | 1.7938 | 2.2267 | 2.6393 | 2.3572 | 1.4795
0 | HP - Ducted < 6 stars (< 3.75) | 3.6207 | 3.1575 | 1.8793 | 1.7491 | 2.182 | 2.5946 | 2.3125 | 1.4348
| HP - Ducted ≥ 6 stars (≥ 3.75) | 3.576 | 3.1128 | 1.8346 | 1.7044 | 2.1373 | 2.5499 | 2.2678 | 1.3901
| HP - Non-Ducted < 3 stars (< 2.25) | 3.6441 | 3.1791 | 1.9031 | 1.7703 | 2.2041 | 2.6158 | 2.333 | 1.4545
| HP - Non-Ducted < 4.5 stars (< 3) | 3.6195 | 3.1545 | 1.8785 | 1.7457 | 2.1795 | 2.5912 | 2.3084 | 1.4298
| HP - Non-Ducted < 6 stars (< 3.75) | 3.5826 | 3.1175 | 1.8416 | 1.7087 | 2.1426 | 2.5543 | 2.2715 | 1.3929
| HP - Non-Ducted ≥ 6 stars (≥ 3.75) | 3.5457 | 3.0806 | 1.8046 | 1.6718 | 2.1056 | 2.5174 | 2.2345 | 1.356
| Other or None Specified | 3.6952 | 3.232 | 1.9537 | 1.8236 | 2.2565 | 2.6691 | 2.387 | 1.5093
Heat Pump - Non Ducted | Evaporative | 3.3255 | 2.8544 | 1.5855 | 1.4433 | 1.8852 | 2.2904 | 2.0046 | 1.1356
| HP - Ducted < 3 stars (< 2.25) | 3.5793 | 3.116 | 1.8378 | 1.7077 | 2.1405 | 2.5532 | 2.2711 | 1.3933
< 6 Stars (< 3.75) | HP - Ducted < 4.5 stars (< 3) | 3.5495 | 3.0862 | 1.808 | 1.6779 | 2.1107 | 2.5234 | 2.2413 | 1.3635
0 | HP - Ducted < 6 stars (< 3.75) | 3.5048 | 3.0416 | 1.7633 | 1.6332 | 2.066 | 2.4787 | 2.1966 | 1.3188
| HP - Ducted ≥ 6 stars (≥ 3.75) | 3.4601 | 2.9969 | 1.7186 | 1.5885 | 2.0213 | 2.434 | 2.1519 | 1.2741
| HP - Non-Ducted < 3 stars (< 2.25) | 3.5282 | 3.0631 | 1.7871 | 1.6543 | 2.0881 | 2.4999 | 2.217 | 1.3385
| HP - Non-Ducted < 4.5 stars (< 3) | 3.5036 | 3.0385 | 1.7625 | 1.6297 | 2.0635 | 2.4752 | 2.1924 | 1.3139
| HP - Non-Ducted < 6 stars (< 3.75) | 3.4666 | 3.0016 | 1.7256 | 1.5928 | 2.0266 | 2.4383 | 2.1555 | 1.277
| HP - Non-Ducted ≥ 6 stars (≥ 3.75) | 3.4297 | 2.9647 | 1.6887 | 1.5559 | 1.9897 | 2.4014 | 2.1186 | 1.2401
| Other or None Specified | 3.5793 | 3.116 | 1.8378 | 1.7077 | 2.1405 | 2.5532 | 2.2711 | 1.3933
Heat Pump - Non Ducted | Evaporative | 3.2096 | 2.7385 | 1.4696 | 1.3274 | 1.7692 | 2.1745 | 1.8886 | 1.0197
| HP - Ducted < 3 stars (< 2.25) | 3.4633 | 3.0001 | 1.7218 | 1.5917 | 2.0246 | 2.4372 | 2.1551 | 1.2773
≥ 6 Stars (≥ 3.75) | HP - Ducted < 4.5 stars (< 3) | 3.4335 | 2.9703 | 1.692 | 1.5619 | 1.9948 | 2.4074 | 2.1253 | 1.2476
0 | HP - Ducted < 6 stars (< 3.75) | 3.3888 | 2.9256 | 1.6473 | 1.5172 | 1.9501 | 2.3627 | 2.0806 | 1.2029
| HP - Ducted ≥ 6 stars (≥ 3.75) | 3.3441 | 2.8809 | 1.6026 | 1.4725 | 1.9054 | 2.318 | 2.0359 | 1.1582
| HP - Non-Ducted < 3 stars (< 2.25) | 3.4122 | 2.9472 | 1.6712 | 1.5384 | 1.9722 | 2.3839 | 2.1011 | 1.2226
| HP - Non-Ducted < 4.5 stars (< 3) | 3.3876 | 2.9225 | 1.6466 | 1.5138 | 1.9476 | 2.3593 | 2.0765 | 1.1979
| HP - Non-Ducted < 6 stars (< 3.75) | 3.3507 | 2.8856 | 1.6097 | 1.4768 | 1.9107 | 2.3224 | 2.0396 | 1.161
| HP - Non-Ducted ≥ 6 stars (≥ 3.75) | 3.3138 | 2.8487 | 1.5727 | 1.4399 | 1.8737 | 2.2855 | 2.0026 | 1.1241
| Other or None Specified | 3.4633 | 3.0001 | 1.7218 | 1.5917 | 2.0246 | 2.4372 | 2.1551 | 1.2773
NCC Climate Zone |  | 6 | OTHER HEATING TYPES |  |  |  |  | State | VIC
Col 1 | Col 2 | Col 3 | Col 4 | Col 5 | Col 6 | Col 7 | Col 8 | Col 9 | Col 10
Main Type of Heater | Main type of Cooler | Electric Storage (peak) | Electric Storage (off peak) | Heat Pump (Standard) | Heat Pump (off-peak) | Solar electric (Standard) | Gas storage | Gas Instantaneous | Solar Gas
Electric - Resistance (Panel) | Evaporative | 5.755 | 5.3719 | 3.9923 | 3.9056 | 4.331 | 4.8005 | 4.5041 | 3.5676
| HP - Ducted < 3 stars (< 2.25) | 6.0768 | 5.6971 | 4.321 | 4.2359 | 4.6552 | 5.1291 | 4.8329 | 3.8989
| HP - Ducted < 4.5 stars (< 3) | 6.047 | 5.6673 | 4.2912 | 4.2061 | 4.6254 | 5.0993 | 4.8031 | 3.8691
0 | HP - Ducted < 6 stars (< 3.75) | 6.0023 | 5.6226 | 4.2465 | 4.1614 | 4.5807 | 5.0546 | 4.7584 | 3.8244
| HP - Ducted ≥ 6 stars (≥ 3.75) | 5.9576 | 5.5779 | 4.2018 | 4.1167 | 4.536 | 5.01 | 4.7137 | 3.7797
| HP - Non-Ducted < 3 stars (< 2.25) | 6.0157 | 5.6343 | 4.2582 | 4.1725 | 4.5934 | 5.0662 | 4.7699 | 3.8354
| HP - Non-Ducted < 4.5 stars (< 3) | 5.9911 | 5.6097 | 4.2336 | 4.1479 | 4.5688 | 5.0416 | 4.7453 | 3.8108
| HP - Non-Ducted < 6 stars (< 3.75) | 5.9542 | 5.5728 | 4.1967 | 4.111 | 4.5319 | 5.0047 | 4.7084 | 3.7739
| HP - Non-Ducted ≥ 6 stars (≥ 3.75) | 5.9172 | 5.5359 | 4.1598 | 4.074 | 4.495 | 4.9678 | 4.6714 | 3.737
| Other or None Specified | 6.0768 | 5.6971 | 4.321 | 4.2359 | 4.6552 | 5.1291 | 4.8329 | 3.8989
Wood Heater | Evaporative | 3.9877 | 3.5838 | 2.2179 | 2.1103 | 2.5362 | 3.0086 | 2.7083 | 1.779
| HP - Ducted < 3 stars (< 2.25) | 4.3202 | 3.9288 | 2.5626 | 2.4648 | 2.8744 | 3.357 | 3.06 | 2.1304
| HP - Ducted < 4.5 stars (< 3) | 4.2904 | 3.899 | 2.5328 | 2.435 | 2.8446 | 3.3272 | 3.0302 | 2.1006
0 | HP - Ducted < 6 stars (< 3.75) | 4.2457 | 3.8543 | 2.4881 | 2.3903 | 2.7999 | 3.2825 | 2.9855 | 2.0559
| HP - Ducted ≥ 6 stars (≥ 3.75) | 4.201 | 3.8096 | 2.4434 | 2.3456 | 2.7552 | 3.2378 | 2.9408 | 2.0112
| HP - Non-Ducted < 3 stars (< 2.25) | 4.256 | 3.8626 | 2.4967 | 2.3966 | 2.8084 | 3.29 | 2.992 | 2.0615
| HP - Non-Ducted < 4.5 stars (< 3) | 4.2314 | 3.838 | 2.4721 | 2.372 | 2.7838 | 3.2654 | 2.9674 | 2.0369
| HP - Non-Ducted < 6 stars (< 3.75) | 4.1945 | 3.8011 | 2.4352 | 2.3351 | 2.7469 | 3.2285 | 2.9305 | 2
| HP - Non-Ducted ≥ 6 stars (≥ 3.75) | 4.1576 | 3.7642 | 2.3983 | 2.2982 | 2.7099 | 3.1915 | 2.8936 | 1.9631
| Other or None Specified | 4.3202 | 3.9288 | 2.5626 | 2.4648 | 2.8744 | 3.357 | 3.06 | 2.1304
Electric - Resistance (Slab) | Evaporative | 6.0689 | 5.7862 | 4.3099 | 4.2643 | 4.6445 | 5.2055 | 4.8923 | 3.9098
| HP - Ducted < 3 stars (< 2.25) | 6.3996 | 6.1179 | 4.6494 | 4.6057 | 4.9794 | 5.5424 | 5.231 | 4.2537
| HP - Ducted < 4.5 stars (< 3) | 6.3698 | 6.0882 | 4.6196 | 4.5759 | 4.9496 | 5.5126 | 5.2012 | 4.2239
0 | HP - Ducted < 6 stars (< 3.75) | 6.3251 | 6.0435 | 4.5749 | 4.5312 | 4.9049 | 5.4679 | 5.1565 | 4.1792
| HP - Ducted ≥ 6 stars (≥ 3.75) | 6.2804 | 5.9988 | 4.5302 | 4.4865 | 4.8602 | 5.4232 | 5.1118 | 4.1345
| HP - Non-Ducted < 3 stars (< 2.25) | 6.3367 | 6.0535 | 4.5847 | 4.5405 | 4.9155 | 5.4775 | 5.1661 | 4.1879
| HP - Non-Ducted < 4.5 stars (< 3) | 6.3121 | 6.0289 | 4.5601 | 4.5159 | 4.8909 | 5.4529 | 5.1415 | 4.1633
| HP - Non-Ducted < 6 stars (< 3.75) | 6.2752 | 5.992 | 4.5232 | 4.479 | 4.8539 | 5.416 | 5.1046 | 4.1264
| HP - Non-Ducted ≥ 6 stars (≥ 3.75) | 6.2382 | 5.955 | 4.4863 | 4.4421 | 4.817 | 5.3791 | 5.0677 | 4.0895
| Other or None Specified | 6.3996 | 6.1179 | 4.6494 | 4.6057 | 4.9794 | 5.5424 | 5.231 | 4.2537
Other or None Specified | Evaporative | 3.6798 | 3.2139 | 1.932 | 1.797 | 2.2367 | 2.6483 | 2.3632 | 1.4781
| HP - Ducted < 3 stars (< 2.25) | 3.9317 | 3.4735 | 2.1834 | 2.0572 | 2.4928 | 2.9097 | 2.6266 | 1.7442
| HP - Ducted < 4.5 stars (< 3) | 3.9019 | 3.4437 | 2.1536 | 2.0274 | 2.463 | 2.8799 | 2.5968 | 1.7144
0 | HP - Ducted < 6 stars (< 3.75) | 3.8572 | 3.399 | 2.1089 | 1.9827 | 2.4183 | 2.8352 | 2.5521 | 1.6697
| HP - Ducted ≥ 6 stars (≥ 3.75) | 3.8125 | 3.3543 | 2.0642 | 1.9381 | 2.3736 | 2.7905 | 2.5074 | 1.625
| HP - Non-Ducted < 3 stars (< 2.25) | 3.881 | 3.4211 | 2.1311 | 2.0048 | 2.4409 | 2.8557 | 2.5731 | 1.6903
| HP - Non-Ducted < 4.5 stars (< 3) | 3.8564 | 3.3965 | 2.1064 | 1.9802 | 2.4163 | 2.8311 | 2.5485 | 1.6657
| HP - Non-Ducted < 6 stars (< 3.75) | 3.8194 | 3.3596 | 2.0695 | 1.9433 | 2.3794 | 2.7941 | 2.5116 | 1.6287
| HP - Non-Ducted ≥ 6 stars (≥ 3.75) | 3.7825 | 3.3227 | 2.0326 | 1.9063 | 2.3424 | 2.7572 | 2.4747 | 1.5918
| Other or None Specified | 3.9317 | 3.4735 | 2.1834 | 2.0572 | 2.4928 | 2.9097 | 2.6266 | 1.7442
Swimming Pool Pump
| Star | MJ PV/1000L | kW PV/1000L | kW PV / 40,000
| 1 | 248.1985 | 0.054881 | 2.1952 |  | Note: For Option 2 Need to select a base case (eg, 5 Stars)
| 1.5 | 209.5946 | 0.046345 | 1.8538 |  | Requirement = difference between 5 stars and selected star rating
| 2 | 182.2046 | 0.040288 | 1.6115
| 2.5 | 160.9593 | 0.035591 | 1.4236
| 3 | 143.6007 | 0.031753 | 1.2701
| 3.5 | 128.9241 | 0.028507 | 1.1403
| 4 | 116.2107 | 0.025696 | 1.0278
| 4.5 | 104.9967 | 0.023217 | 0.92866
| 5 | 94.9655 | 0.020998 | 0.83994
| 5.5 | 85.8911 | 0.018992 | 0.75968
| 6 | 77.6068 | 0.01716 | 0.68641
| 6.5 | 69.986 | 0.015475 | 0.619
| 7 | 62.9303 | 0.013915 | 0.5566
| 7.5 | 56.3615 | 0.012462 | 0.4985
| 8 | 50.2169 | 0.011104 | 0.44415
| 8.5 | 44.4449 | 0.0098275 | 0.3931
| 9 | 39.0029 | 0.0086242 | 0.34497
| 9.5 | 33.8552 | 0.0074859 | 0.29944
| 10 | 28.9716 | 0.0064061 | 0.25624
| Spa Pump |  |  |  |  | Note: For Option 2 Need to select a base case (eg, 50% of ZNSC)
| Star | MJ PV/100 L | kW PV/100L | kW PV/4000L |  | Requirement = % * Reuirement for ZNSC
| Any | 294.4553 | 0.065109 | 2.6044

## 6-SA (hidden)
NCC Climate Zone |  | 6 | GAS HEATING TYPES |  |  |  |  | State | SA
Col 1 | Col 2 | Col 3 | Col 4 | Col 5 | Col 6 | Col 7 | Col 8 | Col 9 | Col 10
Main Type of Heater | Main type of Cooler | Electric Storage (peak) | Electric Storage (off peak) | Heat Pump (Standard) | Heat Pump (off-peak) | Solar electric (Standard) | Gas storage | Gas Instantaneous | Solar Gas
Gas - Ducted | Evaporative | 7.1018 | 6.2468 | 4.7832 | 4.5508 | 5.2842 | 7.0526 | 6.3981 | 4.4807
(includes Hydronic) | HP - Ducted < 3 stars (< 2.25) | 7.4258 | 6.5788 | 5.1245 | 4.8987 | 5.6187 | 7.376 | 6.7303 | 4.8293
< 3Stars | HP - Ducted < 4.5 stars (< 3) | 7.3872 | 6.5402 | 5.0859 | 4.8601 | 5.5801 | 7.3374 | 6.6917 | 4.7908
0 | HP - Ducted < 6 stars (< 3.75) | 7.3293 | 6.4824 | 5.0281 | 4.8022 | 5.5222 | 7.2795 | 6.6339 | 4.7329
| HP - Ducted ≥ 6 stars (≥ 3.75) | 7.2715 | 6.4245 | 4.9702 | 4.7444 | 5.4644 | 7.2217 | 6.576 | 4.675
| HP - Non-Ducted < 3 stars (< 2.25) | 7.3596 | 6.5095 | 5.0566 | 4.8289 | 5.5509 | 7.3071 | 6.6609 | 4.7594
| HP - Non-Ducted < 4.5 stars (< 3) | 7.3271 | 6.477 | 5.0241 | 4.7964 | 5.5184 | 7.2746 | 6.6283 | 4.7269
| HP - Non-Ducted < 6 stars (< 3.75) | 7.2783 | 6.4282 | 4.9752 | 4.7476 | 5.4696 | 7.2258 | 6.5795 | 4.6781
| HP - Non-Ducted ≥ 6 stars (≥ 3.75) | 7.2295 | 6.3794 | 4.9264 | 4.6988 | 5.4207 | 7.177 | 6.5307 | 4.6293
| Other or None Specified | 7.4258 | 6.5788 | 5.1245 | 4.8987 | 5.6187 | 7.376 | 6.7303 | 4.8293
Gas - Ducted | Evaporative | 6.7127 | 5.8577 | 4.3941 | 4.1617 | 4.8952 | 6.6635 | 6.009 | 4.0916
(includes Hydronic) | HP - Ducted < 3 stars (< 2.25) | 7.0367 | 6.1897 | 4.7354 | 4.5096 | 5.2296 | 6.9869 | 6.3412 | 4.4402
< 4.5Stars | HP - Ducted < 4.5 stars (< 3) | 6.9981 | 6.1512 | 4.6969 | 4.471 | 5.191 | 6.9483 | 6.3027 | 4.4017
0 | HP - Ducted < 6 stars (< 3.75) | 6.9402 | 6.0933 | 4.639 | 4.4131 | 5.1331 | 6.8905 | 6.2448 | 4.3438
| HP - Ducted ≥ 6 stars (≥ 3.75) | 6.8824 | 6.0354 | 4.5811 | 4.3553 | 5.0753 | 6.8326 | 6.1869 | 4.2859
| HP - Non-Ducted < 3 stars (< 2.25) | 6.9705 | 6.1205 | 4.6675 | 4.4398 | 5.1618 | 6.918 | 6.2718 | 4.3704
| HP - Non-Ducted < 4.5 stars (< 3) | 6.938 | 6.0879 | 4.635 | 4.4073 | 5.1293 | 6.8855 | 6.2393 | 4.3378
| HP - Non-Ducted < 6 stars (< 3.75) | 6.8892 | 6.0391 | 4.5862 | 4.3585 | 5.0805 | 6.8367 | 6.1904 | 4.289
| HP - Non-Ducted ≥ 6 stars (≥ 3.75) | 6.8404 | 5.9903 | 4.5373 | 4.3097 | 5.0317 | 6.7879 | 6.1416 | 4.2402
| Other or None Specified | 7.0367 | 6.1897 | 4.7354 | 4.5096 | 5.2296 | 6.9869 | 6.3412 | 4.4402
Gas - Ducted | Evaporative | 6.1291 | 5.2741 | 3.8105 | 3.5781 | 4.3115 | 6.0799 | 5.4254 | 3.508
(includes Hydronic) | HP - Ducted < 3 stars (< 2.25) | 6.453 | 5.6061 | 4.1518 | 3.9259 | 4.646 | 6.4033 | 5.7576 | 3.8566
< 6Stars | HP - Ducted < 4.5 stars (< 3) | 6.4145 | 5.5675 | 4.1132 | 3.8874 | 4.6074 | 6.3647 | 5.719 | 3.818
0 | HP - Ducted < 6 stars (< 3.75) | 6.3566 | 5.5097 | 4.0554 | 3.8295 | 4.5495 | 6.3068 | 5.6612 | 3.7602
| HP - Ducted ≥ 6 stars (≥ 3.75) | 6.2987 | 5.4518 | 3.9975 | 3.7716 | 4.4917 | 6.249 | 5.6033 | 3.7023
| HP - Non-Ducted < 3 stars (< 2.25) | 6.3869 | 5.5368 | 4.0839 | 3.8562 | 4.5782 | 6.3344 | 5.6882 | 3.7867
| HP - Non-Ducted < 4.5 stars (< 3) | 6.3544 | 5.5043 | 4.0513 | 3.8237 | 4.5456 | 6.3019 | 5.6556 | 3.7542
| HP - Non-Ducted < 6 stars (< 3.75) | 6.3055 | 5.4555 | 4.0025 | 3.7749 | 4.4968 | 6.253 | 5.6068 | 3.7054
| HP - Non-Ducted ≥ 6 stars (≥ 3.75) | 6.2567 | 5.4067 | 3.9537 | 3.7261 | 4.448 | 6.2042 | 5.558 | 3.6566
| Other or None Specified | 6.453 | 5.6061 | 4.1518 | 3.9259 | 4.646 | 6.4033 | 5.7576 | 3.8566
Gas - Ducted | Evaporative | 5.5454 | 4.6905 | 3.2268 | 2.9945 | 3.7279 | 5.4963 | 4.8417 | 2.9244
(includes Hydronic) | HP - Ducted < 3 stars (< 2.25) | 5.8694 | 5.0225 | 3.5682 | 3.3423 | 4.0623 | 5.8196 | 5.174 | 3.273
≥ 6Stars | HP - Ducted < 4.5 stars (< 3) | 5.8308 | 4.9839 | 3.5296 | 3.3037 | 4.0237 | 5.7811 | 5.1354 | 3.2344
0 | HP - Ducted < 6 stars (< 3.75) | 5.773 | 4.926 | 3.4717 | 3.2459 | 3.9659 | 5.7232 | 5.0775 | 3.1765
| HP - Ducted ≥ 6 stars (≥ 3.75) | 5.7151 | 4.8682 | 3.4139 | 3.188 | 3.908 | 5.6653 | 5.0197 | 3.1187
| HP - Non-Ducted < 3 stars (< 2.25) | 5.8033 | 4.9532 | 3.5002 | 3.2726 | 3.9946 | 5.7508 | 5.1045 | 3.2031
| HP - Non-Ducted < 4.5 stars (< 3) | 5.7707 | 4.9207 | 3.4677 | 3.24 | 3.962 | 5.7182 | 5.072 | 3.1706
| HP - Non-Ducted < 6 stars (< 3.75) | 5.7219 | 4.8719 | 3.4189 | 3.1912 | 3.9132 | 5.6694 | 5.0232 | 3.1218
| HP - Non-Ducted ≥ 6 stars (≥ 3.75) | 5.6731 | 4.823 | 3.3701 | 3.1424 | 3.8644 | 5.6206 | 4.9744 | 3.0729
| Other or None Specified | 5.8694 | 5.0225 | 3.5682 | 3.3423 | 4.0623 | 5.8196 | 5.174 | 3.273
Gas - Non Ducted | Evaporative | 6.1292 | 5.23 | 3.8082 | 3.5532 | 4.2971 | 6.0277 | 5.3774 | 3.4843
| HP - Ducted < 3 stars (< 2.25) | 6.458 | 5.5712 | 4.1508 | 3.9059 | 4.6359 | 6.3624 | 5.719 | 3.8366
< 3Stars | HP - Ducted < 4.5 stars (< 3) | 6.4194 | 5.5327 | 4.1123 | 3.8673 | 4.5974 | 6.3238 | 5.6804 | 3.798
0 | HP - Ducted < 6 stars (< 3.75) | 6.3615 | 5.4748 | 4.0544 | 3.8094 | 4.5395 | 6.2659 | 5.6226 | 3.7401
| HP - Ducted ≥ 6 stars (≥ 3.75) | 6.3037 | 5.4169 | 3.9965 | 3.7516 | 4.4816 | 6.2081 | 5.5647 | 3.6823
| HP - Non-Ducted < 3 stars (< 2.25) | 6.3918 | 5.5019 | 4.0825 | 3.8348 | 4.5682 | 6.2927 | 5.6492 | 3.7653
| HP - Non-Ducted < 4.5 stars (< 3) | 6.3593 | 5.4693 | 4.05 | 3.8023 | 4.5356 | 6.2601 | 5.6166 | 3.7328
| HP - Non-Ducted < 6 stars (< 3.75) | 6.3105 | 5.4205 | 4.0012 | 3.7535 | 4.4868 | 6.2113 | 5.5678 | 3.6839
| HP - Non-Ducted ≥ 6 stars (≥ 3.75) | 6.2617 | 5.3717 | 3.9524 | 3.7047 | 4.438 | 6.1625 | 5.519 | 3.6351
| Other or None Specified | 6.458 | 5.5712 | 4.1508 | 3.9059 | 4.6359 | 6.3624 | 5.719 | 3.8366
Gas - Non Ducted | Evaporative | 5.9287 | 5.0294 | 3.6076 | 3.3526 | 4.0965 | 5.8272 | 5.1769 | 3.2837
| HP - Ducted < 3 stars (< 2.25) | 6.2574 | 5.3707 | 3.9503 | 3.7053 | 4.4354 | 6.1618 | 5.5185 | 3.636
< 4.5Stars | HP - Ducted < 4.5 stars (< 3) | 6.2188 | 5.3321 | 3.9117 | 3.6667 | 4.3968 | 6.1232 | 5.4799 | 3.5974
0 | HP - Ducted < 6 stars (< 3.75) | 6.161 | 5.2742 | 3.8538 | 3.6089 | 4.3389 | 6.0654 | 5.422 | 3.5396
| HP - Ducted ≥ 6 stars (≥ 3.75) | 6.1031 | 5.2164 | 3.796 | 3.551 | 4.2811 | 6.0075 | 5.3642 | 3.4817
| HP - Non-Ducted < 3 stars (< 2.25) | 6.1913 | 5.3013 | 3.882 | 3.6343 | 4.3676 | 6.0921 | 5.4486 | 3.5647
| HP - Non-Ducted < 4.5 stars (< 3) | 6.1587 | 5.2688 | 3.8494 | 3.6017 | 4.3351 | 6.0596 | 5.4161 | 3.5322
| HP - Non-Ducted < 6 stars (< 3.75) | 6.1099 | 5.22 | 3.8006 | 3.5529 | 4.2863 | 6.0107 | 5.3673 | 3.4834
| HP - Non-Ducted ≥ 6 stars (≥ 3.75) | 6.0611 | 5.1712 | 3.7518 | 3.5041 | 4.2375 | 5.9619 | 5.3184 | 3.4346
| Other or None Specified | 6.2574 | 5.3707 | 3.9503 | 3.7053 | 4.4354 | 6.1618 | 5.5185 | 3.636
Gas - Non Ducted | Evaporative | 5.6278 | 4.7286 | 3.3068 | 3.0518 | 3.7957 | 5.5263 | 4.876 | 2.9829
| HP - Ducted < 3 stars (< 2.25) | 5.9566 | 5.0698 | 3.6494 | 3.4045 | 4.1345 | 5.861 | 5.2176 | 3.3352
< 6Stars | HP - Ducted < 4.5 stars (< 3) | 5.918 | 5.0313 | 3.6109 | 3.3659 | 4.096 | 5.8224 | 5.179 | 3.2966
0 | HP - Ducted < 6 stars (< 3.75) | 5.8601 | 4.9734 | 3.553 | 3.308 | 4.0381 | 5.7645 | 5.1212 | 3.2387
| HP - Ducted ≥ 6 stars (≥ 3.75) | 5.8023 | 4.9155 | 3.4951 | 3.2502 | 3.9802 | 5.7067 | 5.0633 | 3.1809
| HP - Non-Ducted < 3 stars (< 2.25) | 5.8904 | 5.0005 | 3.5811 | 3.3334 | 4.0668 | 5.7913 | 5.1478 | 3.2639
| HP - Non-Ducted < 4.5 stars (< 3) | 5.8579 | 4.9679 | 3.5486 | 3.3009 | 4.0342 | 5.7587 | 5.1152 | 3.2314
| HP - Non-Ducted < 6 stars (< 3.75) | 5.8091 | 4.9191 | 3.4998 | 3.2521 | 3.9854 | 5.7099 | 5.0664 | 3.1826
| HP - Non-Ducted ≥ 6 stars (≥ 3.75) | 5.7603 | 4.8703 | 3.451 | 3.2033 | 3.9366 | 5.6611 | 5.0176 | 3.1337
| Other or None Specified | 5.9566 | 5.0698 | 3.6494 | 3.4045 | 4.1345 | 5.861 | 5.2176 | 3.3352
Gas - Non Ducted | Evaporative | 5.327 | 4.4277 | 3.0059 | 2.7509 | 3.4948 | 5.2255 | 4.5752 | 2.682
| HP - Ducted < 3 stars (< 2.25) | 5.6557 | 4.769 | 3.3486 | 3.1036 | 3.8337 | 5.5601 | 4.9168 | 3.0343
≥ 6Stars | HP - Ducted < 4.5 stars (< 3) | 5.6172 | 4.7304 | 3.31 | 3.0651 | 3.7951 | 5.5216 | 4.8782 | 2.9958
0 | HP - Ducted < 6 stars (< 3.75) | 5.5593 | 4.6726 | 3.2522 | 3.0072 | 3.7373 | 5.4637 | 4.8203 | 2.9379
| HP - Ducted ≥ 6 stars (≥ 3.75) | 5.5014 | 4.6147 | 3.1943 | 2.9493 | 3.6794 | 5.4058 | 4.7625 | 2.88
| HP - Non-Ducted < 3 stars (< 2.25) | 5.5896 | 4.6996 | 3.2803 | 3.0326 | 3.7659 | 5.4904 | 4.8469 | 2.9631
| HP - Non-Ducted < 4.5 stars (< 3) | 5.5571 | 4.6671 | 3.2477 | 3.0001 | 3.7334 | 5.4579 | 4.8144 | 2.9305
| HP - Non-Ducted < 6 stars (< 3.75) | 5.5083 | 4.6183 | 3.1989 | 2.9513 | 3.6846 | 5.4091 | 4.7656 | 2.8817
| HP - Non-Ducted ≥ 6 stars (≥ 3.75) | 5.4594 | 4.5695 | 3.1501 | 2.9025 | 3.6358 | 5.3603 | 4.7168 | 2.8329
| Other or None Specified | 5.6557 | 4.769 | 3.3486 | 3.1036 | 3.8337 | 5.5601 | 4.9168 | 3.0343
NCC Climate Zone |  | 6 | HEAT PUMP HEATING TYPES |  |  |  |  | State | SA
Col 1 | Col 2 | Col 3 | Col 4 | Col 5 | Col 6 | Col 7 | Col 8 | Col 9 | Col 10
Main Type of Heater | Main type of Cooler | Electric Storage (peak) | Electric Storage (off peak) | Heat Pump (Standard) | Heat Pump (off-peak) | Solar electric (Standard) | Gas storage | Gas Instantaneous | Solar Gas
Heat Pump - Ducted | Evaporative | 4.6131 | 3.5343 | 2.3463 | 2.0164 | 2.7888 | 4.2623 | 3.6569 | 1.9557
| HP - Ducted < 3 stars (< 2.25) | 4.9314 | 3.8774 | 2.6745 | 2.3522 | 3.1144 | 4.6055 | 4.0015 | 2.2874
< 3 Stars (< 2.25) | HP - Ducted < 4.5 stars (< 3) | 4.8928 | 3.8388 | 2.6359 | 2.3137 | 3.0758 | 4.5669 | 3.9629 | 2.2489
0 | HP - Ducted < 6 stars (< 3.75) | 4.835 | 3.7809 | 2.5781 | 2.2558 | 3.018 | 4.5091 | 3.905 | 2.191
| HP - Ducted ≥ 6 stars (≥ 3.75) | 4.7771 | 3.7231 | 2.5202 | 2.1979 | 2.9601 | 4.4512 | 3.8472 | 2.1331
| HP - Non-Ducted < 3 stars (< 2.25) | 4.8683 | 3.8083 | 2.6086 | 2.2813 | 3.0473 | 4.5369 | 3.9326 | 2.2169
| HP - Non-Ducted < 4.5 stars (< 3) | 4.8358 | 3.7758 | 2.5761 | 2.2488 | 3.0147 | 4.5044 | 3.9 | 2.1843
| HP - Non-Ducted < 6 stars (< 3.75) | 4.787 | 3.727 | 2.5273 | 2.2 | 2.9659 | 4.4556 | 3.8512 | 2.1355
| HP - Non-Ducted ≥ 6 stars (≥ 3.75) | 4.7382 | 3.6782 | 2.4784 | 2.1512 | 2.9171 | 4.4068 | 3.8024 | 2.0867
| Other or None Specified | 4.9314 | 3.8774 | 2.6745 | 2.3522 | 3.1144 | 4.6055 | 4.0015 | 2.2874
Heat Pump - Ducted | Evaporative | 4.4835 | 3.4048 | 2.2168 | 1.8868 | 2.6593 | 4.1327 | 3.5274 | 1.8261
| HP - Ducted < 3 stars (< 2.25) | 4.8019 | 3.7478 | 2.545 | 2.2227 | 2.9848 | 4.476 | 3.8719 | 2.1579
< 4.5 Stars (< 3.0) | HP - Ducted < 4.5 stars (< 3) | 4.7633 | 3.7092 | 2.5064 | 2.1841 | 2.9463 | 4.4374 | 3.8333 | 2.1193
0 | HP - Ducted < 6 stars (< 3.75) | 4.7054 | 3.6514 | 2.4485 | 2.1262 | 2.8884 | 4.3795 | 3.7755 | 2.0615
| HP - Ducted ≥ 6 stars (≥ 3.75) | 4.6476 | 3.5935 | 2.3907 | 2.0684 | 2.8305 | 4.3217 | 3.7176 | 2.0036
| HP - Non-Ducted < 3 stars (< 2.25) | 4.7388 | 3.6788 | 2.479 | 2.1518 | 2.9177 | 4.4074 | 3.803 | 2.0873
| HP - Non-Ducted < 4.5 stars (< 3) | 4.7062 | 3.6462 | 2.4465 | 2.1192 | 2.8852 | 4.3748 | 3.7705 | 2.0548
| HP - Non-Ducted < 6 stars (< 3.75) | 4.6574 | 3.5974 | 2.3977 | 2.0704 | 2.8364 | 4.326 | 3.7216 | 2.006
| HP - Non-Ducted ≥ 6 stars (≥ 3.75) | 4.6086 | 3.5486 | 2.3489 | 2.0216 | 2.7876 | 4.2772 | 3.6728 | 1.9572
| Other or None Specified | 4.8019 | 3.7478 | 2.545 | 2.2227 | 2.9848 | 4.476 | 3.8719 | 2.1579
Heat Pump - Ducted | Evaporative | 4.2892 | 3.2104 | 2.0224 | 1.6925 | 2.4649 | 3.9384 | 3.333 | 1.6318
| HP - Ducted < 3 stars (< 2.25) | 4.6075 | 3.5535 | 2.3506 | 2.0283 | 2.7905 | 4.2816 | 3.6776 | 1.9636
< 6 Stars (< 3.75) | HP - Ducted < 4.5 stars (< 3) | 4.5689 | 3.5149 | 2.312 | 1.9898 | 2.7519 | 4.243 | 3.639 | 1.925
0 | HP - Ducted < 6 stars (< 3.75) | 4.5111 | 3.457 | 2.2542 | 1.9319 | 2.6941 | 4.1852 | 3.5811 | 1.8671
| HP - Ducted ≥ 6 stars (≥ 3.75) | 4.4532 | 3.3992 | 2.1963 | 1.874 | 2.6362 | 4.1273 | 3.5233 | 1.8093
| HP - Non-Ducted < 3 stars (< 2.25) | 4.5444 | 3.4844 | 2.2847 | 1.9575 | 2.7234 | 4.213 | 3.6087 | 1.893
| HP - Non-Ducted < 4.5 stars (< 3) | 4.5119 | 3.4519 | 2.2522 | 1.9249 | 2.6909 | 4.1805 | 3.5761 | 1.8604
| HP - Non-Ducted < 6 stars (< 3.75) | 4.4631 | 3.4031 | 2.2034 | 1.8761 | 2.642 | 4.1317 | 3.5273 | 1.8116
| HP - Non-Ducted ≥ 6 stars (≥ 3.75) | 4.4143 | 3.3543 | 2.1546 | 1.8273 | 2.5932 | 4.0829 | 3.4785 | 1.7628
| Other or None Specified | 4.6075 | 3.5535 | 2.3506 | 2.0283 | 2.7905 | 4.2816 | 3.6776 | 1.9636
Heat Pump - Ducted | Evaporative | 4.0949 | 3.0161 | 1.8281 | 1.4981 | 2.2706 | 3.744 | 3.1387 | 1.4374
| HP - Ducted < 3 stars (< 2.25) | 4.4132 | 3.3591 | 2.1563 | 1.834 | 2.5962 | 4.0873 | 3.4832 | 1.7692
≥ 6 Stars (≥ 3.75) | HP - Ducted < 4.5 stars (< 3) | 4.3746 | 3.3205 | 2.1177 | 1.7954 | 2.5576 | 4.0487 | 3.4447 | 1.7306
0 | HP - Ducted < 6 stars (< 3.75) | 4.3167 | 3.2627 | 2.0599 | 1.7376 | 2.4997 | 3.9908 | 3.3868 | 1.6728
| HP - Ducted ≥ 6 stars (≥ 3.75) | 4.2589 | 3.2048 | 2.002 | 1.6797 | 2.4419 | 3.933 | 3.3289 | 1.6149
| HP - Non-Ducted < 3 stars (< 2.25) | 4.3501 | 3.2901 | 2.0904 | 1.7631 | 2.5291 | 4.0187 | 3.4143 | 1.6986
| HP - Non-Ducted < 4.5 stars (< 3) | 4.3175 | 3.2575 | 2.0578 | 1.7306 | 2.4965 | 3.9862 | 3.3818 | 1.6661
| HP - Non-Ducted < 6 stars (< 3.75) | 4.2687 | 3.2087 | 2.009 | 1.6818 | 2.4477 | 3.9374 | 3.333 | 1.6173
| HP - Non-Ducted ≥ 6 stars (≥ 3.75) | 4.2199 | 3.1599 | 1.9602 | 1.633 | 2.3989 | 3.8886 | 3.2842 | 1.5685
| Other or None Specified | 4.4132 | 3.3591 | 2.1563 | 1.834 | 2.5962 | 4.0873 | 3.4832 | 1.7692
Heat Pump - Non Ducted | Evaporative | 4.3892 | 3.3004 | 2.1304 | 1.7996 | 2.5712 | 4.0237 | 3.4208 | 1.7388
| HP - Ducted < 3 stars (< 2.25) | 4.7107 | 3.6414 | 2.4611 | 2.1335 | 2.889 | 4.3673 | 3.7655 | 2.0741
< 3 Stars (< 2.25) | HP - Ducted < 4.5 stars (< 3) | 4.6722 | 3.6028 | 2.4225 | 2.0949 | 2.8504 | 4.3287 | 3.7269 | 2.0355
0 | HP - Ducted < 6 stars (< 3.75) | 4.6143 | 3.5449 | 2.3646 | 2.037 | 2.7925 | 4.2708 | 3.6691 | 1.9777
| HP - Ducted ≥ 6 stars (≥ 3.75) | 4.5564 | 3.4871 | 2.3068 | 1.9792 | 2.7347 | 4.213 | 3.6112 | 1.9198
| HP - Non-Ducted < 3 stars (< 2.25) | 4.6467 | 3.5724 | 2.3939 | 2.0666 | 2.8247 | 4.2984 | 3.6955 | 2.0069
| HP - Non-Ducted < 4.5 stars (< 3) | 4.6142 | 3.5399 | 2.3613 | 2.0341 | 2.7921 | 4.2659 | 3.6629 | 1.9744
| HP - Non-Ducted < 6 stars (< 3.75) | 4.5654 | 3.4911 | 2.3125 | 1.9853 | 2.7433 | 4.2171 | 3.6141 | 1.9256
| HP - Non-Ducted ≥ 6 stars (≥ 3.75) | 4.5166 | 3.4423 | 2.2637 | 1.9365 | 2.6945 | 4.1682 | 3.5653 | 1.8768
| Other or None Specified | 4.7107 | 3.6414 | 2.4611 | 2.1335 | 2.889 | 4.3673 | 3.7655 | 2.0741
Heat Pump - Non Ducted | Evaporative | 4.2809 | 3.1921 | 2.022 | 1.6913 | 2.4628 | 3.9154 | 3.3125 | 1.6304
| HP - Ducted < 3 stars (< 2.25) | 4.6024 | 3.533 | 2.3527 | 2.0251 | 2.7806 | 4.2589 | 3.6571 | 1.9657
< 4.5 Stars (< 3.0) | HP - Ducted < 4.5 stars (< 3) | 4.5638 | 3.4944 | 2.3141 | 1.9865 | 2.742 | 4.2203 | 3.6186 | 1.9272
0 | HP - Ducted < 6 stars (< 3.75) | 4.5059 | 3.4366 | 2.2563 | 1.9287 | 2.6842 | 4.1625 | 3.5607 | 1.8693
| HP - Ducted ≥ 6 stars (≥ 3.75) | 4.4481 | 3.3787 | 2.1984 | 1.8708 | 2.6263 | 4.1046 | 3.5028 | 1.8114
| HP - Non-Ducted < 3 stars (< 2.25) | 4.5384 | 3.4641 | 2.2855 | 1.9583 | 2.7163 | 4.19 | 3.5871 | 1.8986
| HP - Non-Ducted < 4.5 stars (< 3) | 4.5058 | 3.4315 | 2.253 | 1.9257 | 2.6838 | 4.1575 | 3.5546 | 1.866
| HP - Non-Ducted < 6 stars (< 3.75) | 4.457 | 3.3827 | 2.2042 | 1.8769 | 2.635 | 4.1087 | 3.5058 | 1.8172
| HP - Non-Ducted ≥ 6 stars (≥ 3.75) | 4.4082 | 3.3339 | 2.1554 | 1.8281 | 2.5862 | 4.0599 | 3.457 | 1.7684
| Other or None Specified | 4.6024 | 3.533 | 2.3527 | 2.0251 | 2.7806 | 4.2589 | 3.6571 | 1.9657
Heat Pump - Non Ducted | Evaporative | 4.1183 | 3.0295 | 1.8595 | 1.5287 | 2.3003 | 3.7528 | 3.1499 | 1.4679
| HP - Ducted < 3 stars (< 2.25) | 4.4398 | 3.3705 | 2.1902 | 1.8626 | 2.6181 | 4.0964 | 3.4946 | 1.8032
< 6 Stars (< 3.75) | HP - Ducted < 4.5 stars (< 3) | 4.4013 | 3.3319 | 2.1516 | 1.824 | 2.5795 | 4.0578 | 3.456 | 1.7646
0 | HP - Ducted < 6 stars (< 3.75) | 4.3434 | 3.274 | 2.0937 | 1.7661 | 2.5216 | 3.9999 | 3.3982 | 1.7068
| HP - Ducted ≥ 6 stars (≥ 3.75) | 4.2855 | 3.2162 | 2.0359 | 1.7083 | 2.4638 | 3.9421 | 3.3403 | 1.6489
| HP - Non-Ducted < 3 stars (< 2.25) | 4.3758 | 3.3015 | 2.123 | 1.7957 | 2.5538 | 4.0275 | 3.4246 | 1.736
| HP - Non-Ducted < 4.5 stars (< 3) | 4.3433 | 3.269 | 2.0904 | 1.7632 | 2.5212 | 3.995 | 3.392 | 1.7035
| HP - Non-Ducted < 6 stars (< 3.75) | 4.2945 | 3.2202 | 2.0416 | 1.7144 | 2.4724 | 3.9462 | 3.3432 | 1.6547
| HP - Non-Ducted ≥ 6 stars (≥ 3.75) | 4.2457 | 3.1714 | 1.9928 | 1.6656 | 2.4236 | 3.8973 | 3.2944 | 1.6059
| Other or None Specified | 4.4398 | 3.3705 | 2.1902 | 1.8626 | 2.6181 | 4.0964 | 3.4946 | 1.8032
Heat Pump - Non Ducted | Evaporative | 3.9558 | 2.867 | 1.697 | 1.3662 | 2.1377 | 3.5903 | 2.9874 | 1.3053
| HP - Ducted < 3 stars (< 2.25) | 4.2773 | 3.2079 | 2.0276 | 1.7 | 2.4555 | 3.9338 | 3.3321 | 1.6407
≥ 6 Stars (≥ 3.75) | HP - Ducted < 4.5 stars (< 3) | 4.2387 | 3.1694 | 1.9891 | 1.6615 | 2.417 | 3.8952 | 3.2935 | 1.6021
0 | HP - Ducted < 6 stars (< 3.75) | 4.1809 | 3.1115 | 1.9312 | 1.6036 | 2.3591 | 3.8374 | 3.2356 | 1.5442
| HP - Ducted ≥ 6 stars (≥ 3.75) | 4.123 | 3.0536 | 1.8733 | 1.5457 | 2.3012 | 3.7795 | 3.1778 | 1.4864
| HP - Non-Ducted < 3 stars (< 2.25) | 4.2133 | 3.139 | 1.9604 | 1.6332 | 2.3912 | 3.865 | 3.262 | 1.5735
| HP - Non-Ducted < 4.5 stars (< 3) | 4.1808 | 3.1064 | 1.9279 | 1.6007 | 2.3587 | 3.8324 | 3.2295 | 1.5409
| HP - Non-Ducted < 6 stars (< 3.75) | 4.132 | 3.0576 | 1.8791 | 1.5519 | 2.3099 | 3.7836 | 3.1807 | 1.4921
| HP - Non-Ducted ≥ 6 stars (≥ 3.75) | 4.0831 | 3.0088 | 1.8303 | 1.503 | 2.2611 | 3.7348 | 3.1319 | 1.4433
| Other or None Specified | 4.2773 | 3.2079 | 2.0276 | 1.7 | 2.4555 | 3.9338 | 3.3321 | 1.6407
NCC Climate Zone |  | 6 | OTHER HEATING TYPES |  |  |  |  | State | SA
Col 1 | Col 2 | Col 3 | Col 4 | Col 5 | Col 6 | Col 7 | Col 8 | Col 9 | Col 10
Main Type of Heater | Main type of Cooler | Electric Storage (peak) | Electric Storage (off peak) | Heat Pump (Standard) | Heat Pump (off-peak) | Solar electric (Standard) | Gas storage | Gas Instantaneous | Solar Gas
Electric - Resistance (Panel) | Evaporative | 7.5498 | 6.628 | 5.2631 | 5.0026 | 5.771 | 7.3814 | 6.7636 | 4.9351
| HP - Ducted < 3 stars (< 2.25) | 7.9474 | 7.0375 | 5.6846 | 5.4273 | 6.1831 | 7.7814 | 7.1729 | 5.3611
| HP - Ducted < 4.5 stars (< 3) | 7.9088 | 6.9989 | 5.646 | 5.3887 | 6.1445 | 7.7429 | 7.1344 | 5.3225
0 | HP - Ducted < 6 stars (< 3.75) | 7.851 | 6.941 | 5.5882 | 5.3309 | 6.0866 | 7.685 | 7.0765 | 5.2647
| HP - Ducted ≥ 6 stars (≥ 3.75) | 7.7931 | 6.8832 | 5.5303 | 5.273 | 6.0288 | 7.6271 | 7.0186 | 5.2068
| HP - Non-Ducted < 3 stars (< 2.25) | 7.8707 | 6.956 | 5.6035 | 5.3459 | 6.1026 | 7.7003 | 7.0913 | 5.2795
| HP - Non-Ducted < 4.5 stars (< 3) | 7.8382 | 6.9235 | 5.571 | 5.3133 | 6.07 | 7.6678 | 7.0588 | 5.247
| HP - Non-Ducted < 6 stars (< 3.75) | 7.7894 | 6.8746 | 5.5222 | 5.2645 | 6.0212 | 7.619 | 7.01 | 5.1982
| HP - Non-Ducted ≥ 6 stars (≥ 3.75) | 7.7406 | 6.8258 | 5.4734 | 5.2157 | 5.9724 | 7.5702 | 6.9612 | 5.1494
| Other or None Specified | 7.9474 | 7.0375 | 5.6846 | 5.4273 | 6.1831 | 7.7814 | 7.1729 | 5.3611
Wood Heater | Evaporative | 4.6326 | 3.6194 | 2.337 | 2.0213 | 2.7867 | 4.3867 | 3.7548 | 1.9573
| HP - Ducted < 3 stars (< 2.25) | 5.0612 | 4.0786 | 2.7789 | 2.4916 | 3.2313 | 4.8428 | 4.2149 | 2.4257
| HP - Ducted < 4.5 stars (< 3) | 5.0227 | 4.04 | 2.7403 | 2.4531 | 3.1928 | 4.8043 | 4.1763 | 2.3872
0 | HP - Ducted < 6 stars (< 3.75) | 4.9648 | 3.9821 | 2.6825 | 2.3952 | 3.1349 | 4.7464 | 4.1184 | 2.3293
| HP - Ducted ≥ 6 stars (≥ 3.75) | 4.9069 | 3.9243 | 2.6246 | 2.3373 | 3.077 | 4.6885 | 4.0606 | 2.2714
| HP - Non-Ducted < 3 stars (< 2.25) | 4.9787 | 3.9907 | 2.6937 | 2.4009 | 3.1457 | 4.756 | 4.1259 | 2.3344
| HP - Non-Ducted < 4.5 stars (< 3) | 4.9462 | 3.9582 | 2.6612 | 2.3684 | 3.1131 | 4.7235 | 4.0933 | 2.3019
| HP - Non-Ducted < 6 stars (< 3.75) | 4.8974 | 3.9094 | 2.6124 | 2.3196 | 3.0643 | 4.6747 | 4.0445 | 2.2531
| HP - Non-Ducted ≥ 6 stars (≥ 3.75) | 4.8486 | 3.8606 | 2.5636 | 2.2708 | 3.0155 | 4.6259 | 3.9957 | 2.2043
| Other or None Specified | 5.0612 | 4.0786 | 2.7789 | 2.4916 | 3.2313 | 4.8428 | 4.2149 | 2.4257
Electric - Resistance (Slab) | Evaporative | 6.8745 | 6.0447 | 4.5613 | 4.3412 | 5.0601 | 6.855 | 6.1983 | 4.2702
| HP - Ducted < 3 stars (< 2.25) | 7.2978 | 6.4813 | 5.0096 | 4.7966 | 5.4983 | 7.2817 | 6.6352 | 4.7265
| HP - Ducted < 4.5 stars (< 3) | 7.2592 | 6.4427 | 4.971 | 4.7581 | 5.4597 | 7.2432 | 6.5966 | 4.6879
0 | HP - Ducted < 6 stars (< 3.75) | 7.2014 | 6.3848 | 4.9132 | 4.7002 | 5.4019 | 7.1853 | 6.5388 | 4.63
| HP - Ducted ≥ 6 stars (≥ 3.75) | 7.1435 | 6.327 | 4.8553 | 4.6423 | 5.344 | 7.1274 | 6.4809 | 4.5722
| HP - Non-Ducted < 3 stars (< 2.25) | 7.2167 | 6.3954 | 4.9242 | 4.7095 | 5.4139 | 7.1963 | 6.5491 | 4.6395
| HP - Non-Ducted < 4.5 stars (< 3) | 7.1842 | 6.3629 | 4.8916 | 4.677 | 5.3814 | 7.1637 | 6.5166 | 4.607
| HP - Non-Ducted < 6 stars (< 3.75) | 7.1354 | 6.3141 | 4.8428 | 4.6282 | 5.3326 | 7.1149 | 6.4678 | 4.5582
| HP - Non-Ducted ≥ 6 stars (≥ 3.75) | 7.0866 | 6.2653 | 4.794 | 4.5794 | 5.2838 | 7.0661 | 6.419 | 4.5094
| Other or None Specified | 7.2978 | 6.4813 | 5.0096 | 4.7966 | 5.4983 | 7.2817 | 6.6352 | 4.7265
Other or None Specified | Evaporative | 4.6131 | 3.5343 | 2.3463 | 2.0164 | 2.7888 | 4.2623 | 3.6569 | 1.9557
| HP - Ducted < 3 stars (< 2.25) | 4.9314 | 3.8774 | 2.6745 | 2.3522 | 3.1144 | 4.6055 | 4.0015 | 2.2874
| HP - Ducted < 4.5 stars (< 3) | 4.8928 | 3.8388 | 2.6359 | 2.3137 | 3.0758 | 4.5669 | 3.9629 | 2.2489
0 | HP - Ducted < 6 stars (< 3.75) | 4.835 | 3.7809 | 2.5781 | 2.2558 | 3.018 | 4.5091 | 3.905 | 2.191
| HP - Ducted ≥ 6 stars (≥ 3.75) | 4.7771 | 3.7231 | 2.5202 | 2.1979 | 2.9601 | 4.4512 | 3.8472 | 2.1331
| HP - Non-Ducted < 3 stars (< 2.25) | 4.8683 | 3.8083 | 2.6086 | 2.2813 | 3.0473 | 4.5369 | 3.9326 | 2.2169
| HP - Non-Ducted < 4.5 stars (< 3) | 4.8358 | 3.7758 | 2.5761 | 2.2488 | 3.0147 | 4.5044 | 3.9 | 2.1843
| HP - Non-Ducted < 6 stars (< 3.75) | 4.787 | 3.727 | 2.5273 | 2.2 | 2.9659 | 4.4556 | 3.8512 | 2.1355
| HP - Non-Ducted ≥ 6 stars (≥ 3.75) | 4.7382 | 3.6782 | 2.4784 | 2.1512 | 2.9171 | 4.4068 | 3.8024 | 2.0867
| Other or None Specified | 4.9314 | 3.8774 | 2.6745 | 2.3522 | 3.1144 | 4.6055 | 4.0015 | 2.2874
Swimming Pool Pump
| Star | MJ PV/1000L | kW PV/1000L | kW PV / 40,000
| 1 | 326.8672 | 0.072276 | 2.891 |  | Note: For Option 2 Need to select a base case (eg, 5 Stars)
| 1.5 | 275.9911 | 0.061026 | 2.441 |  | Requirement = difference between 5 stars and selected star rating
| 2 | 239.8939 | 0.053045 | 2.1218
| 2.5 | 211.8947 | 0.046853 | 1.8741
| 3 | 189.0178 | 0.041795 | 1.6718
| 3.5 | 169.6756 | 0.037518 | 1.5007
| 4 | 152.9206 | 0.033813 | 1.3525
| 4.5 | 138.1417 | 0.030545 | 1.2218
| 5 | 124.9214 | 0.027622 | 1.1049
| 5.5 | 112.9623 | 0.024978 | 0.99911
| 6 | 102.0445 | 0.022564 | 0.90255
| 6.5 | 92.001 | 0.020343 | 0.81372
| 7 | 82.7023 | 0.018287 | 0.73147
| 7.5 | 74.0453 | 0.016373 | 0.65491
| 8 | 65.9473 | 0.014582 | 0.58328
| 8.5 | 58.3404 | 0.0129 | 0.516
| 9 | 51.1684 | 0.011314 | 0.45257
| 9.5 | 44.3842 | 0.0098141 | 0.39256
| 10 | 37.9481 | 0.008391 | 0.33564
| Spa Pump |  |  |  |  | Note: For Option 2 Need to select a base case (eg, 50% of ZNSC)
| Star | MJ PV/100 L | kW PV/100L | kW PV/4000L |  | Requirement = % * Reuirement for ZNSC
| Any | 386.5255 | 0.085467 | 3.4187

## 6-WA (hidden)
NCC Climate Zone |  | 6 | GAS HEATING TYPES |  |  |  |  | State | WA
Col 1 | Col 2 | Col 3 | Col 4 | Col 5 | Col 6 | Col 7 | Col 8 | Col 9 | Col 10
Main Type of Heater | Main type of Cooler | Electric Storage (peak) | Electric Storage (off peak) | Heat Pump (Standard) | Heat Pump (off-peak) | Solar electric (Standard) | Gas storage | Gas Instantaneous | Solar Gas
Gas - Ducted | Evaporative | 8.8756 | 7.4803 | 6.3189 | 5.9074 | 6.9181 | 9.8589 | 8.9225 | 6.2094
(includes Hydronic) | HP - Ducted < 3 stars (< 2.25) | 9.2143 | 7.8361 | 6.6947 | 6.288 | 7.2774 | 10.1742 | 9.2547 | 6.5865
< 3Stars | HP - Ducted < 4.5 stars (< 3) | 9.1722 | 7.794 | 6.6526 | 6.2459 | 7.2353 | 10.1321 | 9.2126 | 6.5444
0 | HP - Ducted < 6 stars (< 3.75) | 9.1091 | 7.7308 | 6.5895 | 6.1828 | 7.1722 | 10.069 | 9.1495 | 6.4812
| HP - Ducted ≥ 6 stars (≥ 3.75) | 9.0459 | 7.6677 | 6.5263 | 6.1196 | 7.109 | 10.0058 | 9.0863 | 6.4181
| HP - Non-Ducted < 3 stars (< 2.25) | 9.1412 | 7.7589 | 6.6172 | 6.2094 | 7.2012 | 10.0999 | 9.1792 | 6.5079
| HP - Non-Ducted < 4.5 stars (< 3) | 9.1057 | 7.7234 | 6.5817 | 6.174 | 7.1657 | 10.0644 | 9.1437 | 6.4724
| HP - Non-Ducted < 6 stars (< 3.75) | 9.0524 | 7.6702 | 6.5285 | 6.1207 | 7.1124 | 10.0112 | 9.0905 | 6.4192
| HP - Non-Ducted ≥ 6 stars (≥ 3.75) | 8.9992 | 7.617 | 6.4752 | 6.0675 | 7.0592 | 9.958 | 9.0373 | 6.3659
| Other or None Specified | 9.2143 | 7.8361 | 6.6947 | 6.288 | 7.2774 | 10.1742 | 9.2547 | 6.5865
Gas - Ducted | Evaporative | 8.324 | 6.9286 | 5.7673 | 5.3557 | 6.3664 | 9.3073 | 8.3708 | 5.6577
(includes Hydronic) | HP - Ducted < 3 stars (< 2.25) | 8.6627 | 7.2844 | 6.1431 | 5.7363 | 6.7258 | 9.6226 | 8.7031 | 6.0348
< 4.5Stars | HP - Ducted < 4.5 stars (< 3) | 8.6206 | 7.2423 | 6.101 | 5.6942 | 6.6836 | 9.5805 | 8.661 | 5.9927
0 | HP - Ducted < 6 stars (< 3.75) | 8.5574 | 7.1791 | 6.0378 | 5.6311 | 6.6205 | 9.5173 | 8.5978 | 5.9296
| HP - Ducted ≥ 6 stars (≥ 3.75) | 8.4943 | 7.116 | 5.9747 | 5.5679 | 6.5573 | 9.4542 | 8.5347 | 5.8664
| HP - Non-Ducted < 3 stars (< 2.25) | 8.5895 | 7.2073 | 6.0655 | 5.6578 | 6.6495 | 9.5483 | 8.6276 | 5.9562
| HP - Non-Ducted < 4.5 stars (< 3) | 8.554 | 7.1718 | 6.03 | 5.6223 | 6.614 | 9.5128 | 8.5921 | 5.9207
| HP - Non-Ducted < 6 stars (< 3.75) | 8.5008 | 7.1186 | 5.9768 | 5.5691 | 6.5608 | 9.4595 | 8.5388 | 5.8675
| HP - Non-Ducted ≥ 6 stars (≥ 3.75) | 8.4475 | 7.0653 | 5.9236 | 5.5158 | 6.5076 | 9.4063 | 8.4856 | 5.8143
| Other or None Specified | 8.6627 | 7.2844 | 6.1431 | 5.7363 | 6.7258 | 9.6226 | 8.7031 | 6.0348
Gas - Ducted | Evaporative | 7.4965 | 6.1012 | 4.9398 | 4.5282 | 5.5389 | 8.4798 | 7.5433 | 4.8303
(includes Hydronic) | HP - Ducted < 3 stars (< 2.25) | 7.8352 | 6.4569 | 5.3156 | 4.9089 | 5.8983 | 8.7951 | 7.8756 | 5.2074
< 6Stars | HP - Ducted < 4.5 stars (< 3) | 7.7931 | 6.4148 | 5.2735 | 4.8668 | 5.8562 | 8.753 | 7.8335 | 5.1653
0 | HP - Ducted < 6 stars (< 3.75) | 7.7299 | 6.3517 | 5.2103 | 4.8036 | 5.793 | 8.6898 | 7.7703 | 5.1021
| HP - Ducted ≥ 6 stars (≥ 3.75) | 7.6668 | 6.2885 | 5.1472 | 4.7404 | 5.7298 | 8.6267 | 7.7072 | 5.0389
| HP - Non-Ducted < 3 stars (< 2.25) | 7.762 | 6.3798 | 5.238 | 4.8303 | 5.822 | 8.7208 | 7.8001 | 5.1287
| HP - Non-Ducted < 4.5 stars (< 3) | 7.7265 | 6.3443 | 5.2025 | 4.7948 | 5.7865 | 8.6853 | 7.7646 | 5.0932
| HP - Non-Ducted < 6 stars (< 3.75) | 7.6733 | 6.2911 | 5.1493 | 4.7416 | 5.7333 | 8.6321 | 7.7113 | 5.04
| HP - Non-Ducted ≥ 6 stars (≥ 3.75) | 7.62 | 6.2378 | 5.0961 | 4.6883 | 5.6801 | 8.5788 | 7.6581 | 4.9868
| Other or None Specified | 7.8352 | 6.4569 | 5.3156 | 4.9089 | 5.8983 | 8.7951 | 7.8756 | 5.2074
Gas - Ducted | Evaporative | 6.669 | 5.2737 | 4.1123 | 3.7007 | 4.7114 | 7.6523 | 6.7158 | 4.0028
(includes Hydronic) | HP - Ducted < 3 stars (< 2.25) | 7.0077 | 5.6294 | 4.4881 | 4.0814 | 5.0708 | 7.9676 | 7.0481 | 4.3799
≥ 6Stars | HP - Ducted < 4.5 stars (< 3) | 6.9656 | 5.5873 | 4.446 | 4.0393 | 5.0287 | 7.9255 | 7.006 | 4.3378
0 | HP - Ducted < 6 stars (< 3.75) | 6.9024 | 5.5242 | 4.3828 | 3.9761 | 4.9655 | 7.8624 | 6.9429 | 4.2746
| HP - Ducted ≥ 6 stars (≥ 3.75) | 6.8393 | 5.461 | 4.3197 | 3.913 | 4.9024 | 7.7992 | 6.8797 | 4.2115
| HP - Non-Ducted < 3 stars (< 2.25) | 6.9345 | 5.5523 | 4.4105 | 4.0028 | 4.9945 | 7.8933 | 6.9726 | 4.3012
| HP - Non-Ducted < 4.5 stars (< 3) | 6.899 | 5.5168 | 4.3751 | 3.9673 | 4.959 | 7.8578 | 6.9371 | 4.2657
| HP - Non-Ducted < 6 stars (< 3.75) | 6.8458 | 5.4636 | 4.3218 | 3.9141 | 4.9058 | 7.8046 | 6.8839 | 4.2125
| HP - Non-Ducted ≥ 6 stars (≥ 3.75) | 6.7926 | 5.4103 | 4.2686 | 3.8608 | 4.8526 | 7.7513 | 6.8306 | 4.1593
| Other or None Specified | 7.0077 | 5.6294 | 4.4881 | 4.0814 | 5.0708 | 7.9676 | 7.0481 | 4.3799
Gas - Non Ducted | Evaporative | 7.5602 | 6.0797 | 4.9576 | 4.5231 | 5.5476 | 8.4558 | 7.5186 | 4.8191
| HP - Ducted < 3 stars (< 2.25) | 7.9136 | 6.4545 | 5.3418 | 4.9155 | 5.9196 | 8.7919 | 7.8717 | 5.2097
< 3Stars | HP - Ducted < 4.5 stars (< 3) | 7.8715 | 6.4124 | 5.2997 | 4.8734 | 5.8775 | 8.7498 | 7.8296 | 5.1676
0 | HP - Ducted < 6 stars (< 3.75) | 7.8083 | 6.3493 | 5.2365 | 4.8102 | 5.8144 | 8.6867 | 7.7665 | 5.1044
| HP - Ducted ≥ 6 stars (≥ 3.75) | 7.7451 | 6.2861 | 5.1734 | 4.7471 | 5.7512 | 8.6235 | 7.7033 | 5.0412
| HP - Non-Ducted < 3 stars (< 2.25) | 7.8398 | 6.3759 | 5.2644 | 4.8366 | 5.843 | 8.7159 | 7.7945 | 5.1305
| HP - Non-Ducted < 4.5 stars (< 3) | 7.8043 | 6.3404 | 5.2289 | 4.8011 | 5.8076 | 8.6804 | 7.759 | 5.0951
| HP - Non-Ducted < 6 stars (< 3.75) | 7.7511 | 6.2872 | 5.1757 | 4.7479 | 5.7543 | 8.6272 | 7.7058 | 5.0418
| HP - Non-Ducted ≥ 6 stars (≥ 3.75) | 7.6978 | 6.2339 | 5.1225 | 4.6946 | 5.7011 | 8.574 | 7.6526 | 4.9886
| Other or None Specified | 7.9136 | 6.4545 | 5.3418 | 4.9155 | 5.9196 | 8.7919 | 7.8717 | 5.2097
Gas - Non Ducted | Evaporative | 7.2742 | 5.7937 | 4.6716 | 4.2371 | 5.2616 | 8.1698 | 7.2327 | 4.5331
| HP - Ducted < 3 stars (< 2.25) | 7.6276 | 6.1686 | 5.0558 | 4.6295 | 5.6336 | 8.506 | 7.5858 | 4.9237
< 4.5Stars | HP - Ducted < 4.5 stars (< 3) | 7.5855 | 6.1265 | 5.0137 | 4.5874 | 5.5915 | 8.4639 | 7.5437 | 4.8816
0 | HP - Ducted < 6 stars (< 3.75) | 7.5223 | 6.0633 | 4.9505 | 4.5243 | 5.5284 | 8.4007 | 7.4805 | 4.8184
| HP - Ducted ≥ 6 stars (≥ 3.75) | 7.4592 | 6.0002 | 4.8874 | 4.4611 | 5.4652 | 8.3375 | 7.4174 | 4.7553
| HP - Non-Ducted < 3 stars (< 2.25) | 7.5538 | 6.0899 | 4.9784 | 4.5506 | 5.5571 | 8.43 | 7.5086 | 4.8446
| HP - Non-Ducted < 4.5 stars (< 3) | 7.5183 | 6.0544 | 4.943 | 4.5151 | 5.5216 | 8.3945 | 7.4731 | 4.8091
| HP - Non-Ducted < 6 stars (< 3.75) | 7.4651 | 6.0012 | 4.8897 | 4.4619 | 5.4684 | 8.3412 | 7.4198 | 4.7558
| HP - Non-Ducted ≥ 6 stars (≥ 3.75) | 7.4118 | 5.948 | 4.8365 | 4.4087 | 5.4151 | 8.288 | 7.3666 | 4.7026
| Other or None Specified | 7.6276 | 6.1686 | 5.0558 | 4.6295 | 5.6336 | 8.506 | 7.5858 | 4.9237
Gas - Non Ducted | Evaporative | 6.8453 | 5.3647 | 4.2426 | 3.8081 | 4.8327 | 7.7409 | 6.8037 | 4.1041
| HP - Ducted < 3 stars (< 2.25) | 7.1986 | 5.7396 | 4.6268 | 4.2006 | 5.2047 | 8.077 | 7.1568 | 4.4947
< 6Stars | HP - Ducted < 4.5 stars (< 3) | 7.1565 | 5.6975 | 4.5847 | 4.1585 | 5.1626 | 8.0349 | 7.1147 | 4.4526
0 | HP - Ducted < 6 stars (< 3.75) | 7.0934 | 5.6344 | 4.5216 | 4.0953 | 5.0994 | 7.9717 | 7.0516 | 4.3895
| HP - Ducted ≥ 6 stars (≥ 3.75) | 7.0302 | 5.5712 | 4.4584 | 4.0322 | 5.0363 | 7.9086 | 6.9884 | 4.3263
| HP - Non-Ducted < 3 stars (< 2.25) | 7.1249 | 5.661 | 4.5495 | 4.1217 | 5.1281 | 8.001 | 7.0796 | 4.4156
| HP - Non-Ducted < 4.5 stars (< 3) | 7.0894 | 5.6255 | 4.514 | 4.0862 | 5.0926 | 7.9655 | 7.0441 | 4.3801
| HP - Non-Ducted < 6 stars (< 3.75) | 7.0361 | 5.5723 | 4.4608 | 4.0329 | 5.0394 | 7.9123 | 6.9909 | 4.3269
| HP - Non-Ducted ≥ 6 stars (≥ 3.75) | 6.9829 | 5.519 | 4.4075 | 3.9797 | 4.9862 | 7.859 | 6.9376 | 4.2737
| Other or None Specified | 7.1986 | 5.7396 | 4.6268 | 4.2006 | 5.2047 | 8.077 | 7.1568 | 4.4947
Gas - Non Ducted | Evaporative | 6.4163 | 4.9358 | 3.8137 | 3.3792 | 4.4037 | 7.3119 | 6.3748 | 3.6752
| HP - Ducted < 3 stars (< 2.25) | 6.7697 | 5.3107 | 4.1979 | 3.7716 | 4.7757 | 7.648 | 6.7279 | 4.0658
≥ 6Stars | HP - Ducted < 4.5 stars (< 3) | 6.7276 | 5.2686 | 4.1558 | 3.7295 | 4.7336 | 7.6059 | 6.6858 | 4.0237
0 | HP - Ducted < 6 stars (< 3.75) | 6.6644 | 5.2054 | 4.0926 | 3.6664 | 4.6705 | 7.5428 | 6.6226 | 3.9605
| HP - Ducted ≥ 6 stars (≥ 3.75) | 6.6013 | 5.1422 | 4.0295 | 3.6032 | 4.6073 | 7.4796 | 6.5595 | 3.8974
| HP - Non-Ducted < 3 stars (< 2.25) | 6.6959 | 5.232 | 4.1205 | 3.6927 | 4.6992 | 7.5721 | 6.6507 | 3.9867
| HP - Non-Ducted < 4.5 stars (< 3) | 6.6604 | 5.1965 | 4.085 | 3.6572 | 4.6637 | 7.5366 | 6.6152 | 3.9512
| HP - Non-Ducted < 6 stars (< 3.75) | 6.6072 | 5.1433 | 4.0318 | 3.604 | 4.6104 | 7.4833 | 6.5619 | 3.8979
| HP - Non-Ducted ≥ 6 stars (≥ 3.75) | 6.5539 | 5.0901 | 3.9786 | 3.5508 | 4.5572 | 7.4301 | 6.5087 | 3.8447
| Other or None Specified | 6.7697 | 5.3107 | 4.1979 | 3.7716 | 4.7757 | 7.648 | 6.7279 | 4.0658
NCC Climate Zone |  | 6 | HEAT PUMP HEATING TYPES |  |  |  |  | State | WA
Col 1 | Col 2 | Col 3 | Col 4 | Col 5 | Col 6 | Col 7 | Col 8 | Col 9 | Col 10
Main Type of Heater | Main type of Cooler | Electric Storage (peak) | Electric Storage (off peak) | Heat Pump (Standard) | Heat Pump (off-peak) | Solar electric (Standard) | Gas storage | Gas Instantaneous | Solar Gas
Heat Pump - Ducted | Evaporative | 5.0827 | 3.3692 | 2.5522 | 2.0261 | 3.0644 | 5.557 | 4.6743 | 2.26
| HP - Ducted < 3 stars (< 2.25) | 5.4404 | 3.7499 | 2.9068 | 2.3969 | 3.4244 | 5.9312 | 5.0549 | 2.6429
< 3 Stars (< 2.25) | HP - Ducted < 4.5 stars (< 3) | 5.3983 | 3.7078 | 2.8647 | 2.3548 | 3.3823 | 5.8891 | 5.0128 | 2.6008
0 | HP - Ducted < 6 stars (< 3.75) | 5.3352 | 3.6446 | 2.8015 | 2.2917 | 3.3192 | 5.826 | 4.9496 | 2.5377
| HP - Ducted ≥ 6 stars (≥ 3.75) | 5.272 | 3.5814 | 2.7384 | 2.2285 | 3.256 | 5.7628 | 4.8865 | 2.4745
| HP - Non-Ducted < 3 stars (< 2.25) | 5.3694 | 3.672 | 2.8351 | 2.3179 | 3.3516 | 5.8538 | 4.9782 | 2.5654
| HP - Non-Ducted < 4.5 stars (< 3) | 5.334 | 3.6365 | 2.7996 | 2.2824 | 3.3162 | 5.8183 | 4.9427 | 2.5299
| HP - Non-Ducted < 6 stars (< 3.75) | 5.2807 | 3.5833 | 2.7464 | 2.2292 | 3.2629 | 5.7651 | 4.8895 | 2.4767
| HP - Non-Ducted ≥ 6 stars (≥ 3.75) | 5.2275 | 3.5301 | 2.6931 | 2.1759 | 3.2097 | 5.7119 | 4.8362 | 2.4234
| Other or None Specified | 5.4404 | 3.7499 | 2.9068 | 2.3969 | 3.4244 | 5.9312 | 5.0549 | 2.6429
Heat Pump - Ducted | Evaporative | 4.9339 | 3.2205 | 2.4034 | 1.8773 | 2.9156 | 5.4082 | 4.5255 | 2.1112
| HP - Ducted < 3 stars (< 2.25) | 5.2916 | 3.6011 | 2.758 | 2.2481 | 3.2756 | 5.7825 | 4.9061 | 2.4941
< 4.5 Stars (< 3.0) | HP - Ducted < 4.5 stars (< 3) | 5.2495 | 3.559 | 2.7159 | 2.206 | 3.2335 | 5.7404 | 4.864 | 2.452
0 | HP - Ducted < 6 stars (< 3.75) | 5.1864 | 3.4958 | 2.6527 | 2.1429 | 3.1704 | 5.6772 | 4.8008 | 2.3889
| HP - Ducted ≥ 6 stars (≥ 3.75) | 5.1232 | 3.4327 | 2.5896 | 2.0797 | 3.1072 | 5.614 | 4.7377 | 2.3257
| HP - Non-Ducted < 3 stars (< 2.25) | 5.2207 | 3.5232 | 2.6863 | 2.1691 | 3.2029 | 5.705 | 4.8294 | 2.4166
| HP - Non-Ducted < 4.5 stars (< 3) | 5.1852 | 3.4877 | 2.6508 | 2.1336 | 3.1674 | 5.6696 | 4.7939 | 2.3811
| HP - Non-Ducted < 6 stars (< 3.75) | 5.1319 | 3.4345 | 2.5976 | 2.0804 | 3.1141 | 5.6163 | 4.7407 | 2.3279
| HP - Non-Ducted ≥ 6 stars (≥ 3.75) | 5.0787 | 3.3813 | 2.5443 | 2.0271 | 3.0609 | 5.5631 | 4.6874 | 2.2746
| Other or None Specified | 5.2916 | 3.6011 | 2.758 | 2.2481 | 3.2756 | 5.7825 | 4.9061 | 2.4941
Heat Pump - Ducted | Evaporative | 4.7107 | 2.9973 | 2.1802 | 1.6541 | 2.6924 | 5.1851 | 4.3023 | 1.888
| HP - Ducted < 3 stars (< 2.25) | 5.0685 | 3.3779 | 2.5348 | 2.0249 | 3.0525 | 5.5593 | 4.6829 | 2.271
< 6 Stars (< 3.75) | HP - Ducted < 4.5 stars (< 3) | 5.0264 | 3.3358 | 2.4927 | 1.9828 | 3.0103 | 5.5172 | 4.6408 | 2.2288
0 | HP - Ducted < 6 stars (< 3.75) | 4.9632 | 3.2726 | 2.4295 | 1.9197 | 2.9472 | 5.454 | 4.5777 | 2.1657
| HP - Ducted ≥ 6 stars (≥ 3.75) | 4.9 | 3.2095 | 2.3664 | 1.8565 | 2.884 | 5.3909 | 4.5145 | 2.1025
| HP - Non-Ducted < 3 stars (< 2.25) | 4.9975 | 3.3 | 2.4631 | 1.9459 | 2.9797 | 5.4819 | 4.6062 | 2.1934
| HP - Non-Ducted < 4.5 stars (< 3) | 4.962 | 3.2646 | 2.4276 | 1.9104 | 2.9442 | 5.4464 | 4.5707 | 2.1579
| HP - Non-Ducted < 6 stars (< 3.75) | 4.9087 | 3.2113 | 2.3744 | 1.8572 | 2.8909 | 5.3931 | 4.5175 | 2.1047
| HP - Non-Ducted ≥ 6 stars (≥ 3.75) | 4.8555 | 3.1581 | 2.3212 | 1.804 | 2.8377 | 5.3399 | 4.4643 | 2.0515
| Other or None Specified | 5.0685 | 3.3779 | 2.5348 | 2.0249 | 3.0525 | 5.5593 | 4.6829 | 2.271
Heat Pump - Ducted | Evaporative | 4.4875 | 2.7741 | 1.957 | 1.431 | 2.4692 | 4.9619 | 4.0791 | 1.6649
| HP - Ducted < 3 stars (< 2.25) | 4.8453 | 3.1547 | 2.3116 | 1.8018 | 2.8293 | 5.3361 | 4.4597 | 2.0478
≥ 6 Stars (≥ 3.75) | HP - Ducted < 4.5 stars (< 3) | 4.8032 | 3.1126 | 2.2695 | 1.7597 | 2.7872 | 5.294 | 4.4176 | 2.0057
0 | HP - Ducted < 6 stars (< 3.75) | 4.74 | 3.0494 | 2.2063 | 1.6965 | 2.724 | 5.2308 | 4.3545 | 1.9425
| HP - Ducted ≥ 6 stars (≥ 3.75) | 4.6769 | 2.9863 | 2.1432 | 1.6333 | 2.6609 | 5.1677 | 4.2913 | 1.8794
| HP - Non-Ducted < 3 stars (< 2.25) | 4.7743 | 3.0769 | 2.2399 | 1.7227 | 2.7565 | 5.2587 | 4.383 | 1.9702
| HP - Non-Ducted < 4.5 stars (< 3) | 4.7388 | 3.0414 | 2.2044 | 1.6872 | 2.721 | 5.2232 | 4.3475 | 1.9347
| HP - Non-Ducted < 6 stars (< 3.75) | 4.6856 | 2.9881 | 2.1512 | 1.634 | 2.6678 | 5.1699 | 4.2943 | 1.8815
| HP - Non-Ducted ≥ 6 stars (≥ 3.75) | 4.6323 | 2.9349 | 2.098 | 1.5808 | 2.6145 | 5.1167 | 4.2411 | 1.8283
| Other or None Specified | 4.8453 | 3.1547 | 2.3116 | 1.8018 | 2.8293 | 5.3361 | 4.4597 | 2.0478
Heat Pump - Non Ducted | Evaporative | 4.8249 | 3.099 | 2.3047 | 1.7813 | 2.808 | 5.2768 | 4.3951 | 2.0136
| HP - Ducted < 3 stars (< 2.25) | 5.1819 | 3.482 | 2.6678 | 2.1494 | 3.1696 | 5.6545 | 4.78 | 2.3874
< 3 Stars (< 2.25) | HP - Ducted < 4.5 stars (< 3) | 5.1398 | 3.4399 | 2.6257 | 2.1073 | 3.1275 | 5.6124 | 4.7379 | 2.3453
0 | HP - Ducted < 6 stars (< 3.75) | 5.0766 | 3.3768 | 2.5626 | 2.0442 | 3.0644 | 5.5493 | 4.6747 | 2.2821
| HP - Ducted ≥ 6 stars (≥ 3.75) | 5.0135 | 3.3136 | 2.4994 | 1.981 | 3.0012 | 5.4861 | 4.6116 | 2.219
| HP - Non-Ducted < 3 stars (< 2.25) | 5.1102 | 3.4045 | 2.5948 | 2.0757 | 3.0951 | 5.5771 | 4.7029 | 2.3079
| HP - Non-Ducted < 4.5 stars (< 3) | 5.0747 | 3.3691 | 2.5593 | 2.0402 | 3.0596 | 5.5416 | 4.6674 | 2.2724
| HP - Non-Ducted < 6 stars (< 3.75) | 5.0214 | 3.3158 | 2.5061 | 1.9869 | 3.0063 | 5.4884 | 4.6142 | 2.2192
| HP - Non-Ducted ≥ 6 stars (≥ 3.75) | 4.9682 | 3.2626 | 2.4528 | 1.9337 | 2.9531 | 5.4352 | 4.5609 | 2.1659
| Other or None Specified | 5.1819 | 3.482 | 2.6678 | 2.1494 | 3.1696 | 5.6545 | 4.78 | 2.3874
Heat Pump - Non Ducted | Evaporative | 4.7008 | 2.9749 | 2.1806 | 1.6571 | 2.6838 | 5.1527 | 4.271 | 1.8895
| HP - Ducted < 3 stars (< 2.25) | 5.0578 | 3.3579 | 2.5437 | 2.0253 | 3.0455 | 5.5304 | 4.6558 | 2.2633
< 4.5 Stars (< 3.0) | HP - Ducted < 4.5 stars (< 3) | 5.0157 | 3.3158 | 2.5016 | 1.9832 | 3.0034 | 5.4883 | 4.6137 | 2.2212
0 | HP - Ducted < 6 stars (< 3.75) | 4.9525 | 3.2527 | 2.4384 | 1.92 | 2.9403 | 5.4251 | 4.5506 | 2.158
| HP - Ducted ≥ 6 stars (≥ 3.75) | 4.8893 | 3.1895 | 2.3753 | 1.8569 | 2.8771 | 5.362 | 4.4874 | 2.0948
| HP - Non-Ducted < 3 stars (< 2.25) | 4.986 | 3.2804 | 2.4707 | 1.9515 | 2.9709 | 5.453 | 4.5787 | 2.1838
| HP - Non-Ducted < 4.5 stars (< 3) | 4.9505 | 3.2449 | 2.4352 | 1.916 | 2.9354 | 5.4175 | 4.5433 | 2.1483
| HP - Non-Ducted < 6 stars (< 3.75) | 4.8973 | 3.1917 | 2.3819 | 1.8628 | 2.8822 | 5.3643 | 4.49 | 2.095
| HP - Non-Ducted ≥ 6 stars (≥ 3.75) | 4.8441 | 3.1384 | 2.3287 | 1.8096 | 2.829 | 5.311 | 4.4368 | 2.0418
| Other or None Specified | 5.0578 | 3.3579 | 2.5437 | 2.0253 | 3.0455 | 5.5304 | 4.6558 | 2.2633
Heat Pump - Non Ducted | Evaporative | 4.5146 | 2.7887 | 1.9944 | 1.4709 | 2.4976 | 4.9665 | 4.0848 | 1.7033
| HP - Ducted < 3 stars (< 2.25) | 4.8716 | 3.1717 | 2.3575 | 1.8391 | 2.8593 | 5.3442 | 4.4696 | 2.0771
< 6 Stars (< 3.75) | HP - Ducted < 4.5 stars (< 3) | 4.8295 | 3.1296 | 2.3154 | 1.797 | 2.8172 | 5.3021 | 4.4275 | 2.035
0 | HP - Ducted < 6 stars (< 3.75) | 4.7663 | 3.0664 | 2.2522 | 1.7338 | 2.754 | 5.2389 | 4.3644 | 1.9718
| HP - Ducted ≥ 6 stars (≥ 3.75) | 4.7031 | 3.0033 | 2.1891 | 1.6707 | 2.6909 | 5.1758 | 4.3012 | 1.9086
| HP - Non-Ducted < 3 stars (< 2.25) | 4.7998 | 3.0942 | 2.2844 | 1.7653 | 2.7847 | 5.2668 | 4.3925 | 1.9976
| HP - Non-Ducted < 4.5 stars (< 3) | 4.7643 | 3.0587 | 2.249 | 1.7298 | 2.7492 | 5.2313 | 4.357 | 1.9621
| HP - Non-Ducted < 6 stars (< 3.75) | 4.7111 | 3.0055 | 2.1957 | 1.6766 | 2.696 | 5.1781 | 4.3038 | 1.9088
| HP - Non-Ducted ≥ 6 stars (≥ 3.75) | 4.6578 | 2.9522 | 2.1425 | 1.6234 | 2.6428 | 5.1248 | 4.2506 | 1.8556
| Other or None Specified | 4.8716 | 3.1717 | 2.3575 | 1.8391 | 2.8593 | 5.3442 | 4.4696 | 2.0771
Heat Pump - Non Ducted | Evaporative | 4.3284 | 2.6025 | 1.8082 | 1.2847 | 2.3114 | 4.7803 | 3.8986 | 1.5171
| HP - Ducted < 3 stars (< 2.25) | 4.6853 | 2.9855 | 2.1713 | 1.6529 | 2.6731 | 5.158 | 4.2834 | 1.8908
≥ 6 Stars (≥ 3.75) | HP - Ducted < 4.5 stars (< 3) | 4.6432 | 2.9434 | 2.1292 | 1.6108 | 2.631 | 5.1159 | 4.2413 | 1.8487
0 | HP - Ducted < 6 stars (< 3.75) | 4.5801 | 2.8802 | 2.066 | 1.5476 | 2.5678 | 5.0527 | 4.1782 | 1.7856
| HP - Ducted ≥ 6 stars (≥ 3.75) | 4.5169 | 2.8171 | 2.0029 | 1.4845 | 2.5047 | 4.9896 | 4.115 | 1.7224
| HP - Non-Ducted < 3 stars (< 2.25) | 4.6136 | 2.908 | 2.0982 | 1.5791 | 2.5985 | 5.0806 | 4.2063 | 1.8114
| HP - Non-Ducted < 4.5 stars (< 3) | 4.5781 | 2.8725 | 2.0627 | 1.5436 | 2.563 | 5.0451 | 4.1708 | 1.7759
| HP - Non-Ducted < 6 stars (< 3.75) | 4.5249 | 2.8193 | 2.0095 | 1.4904 | 2.5098 | 4.9919 | 4.1176 | 1.7226
| HP - Non-Ducted ≥ 6 stars (≥ 3.75) | 4.4716 | 2.766 | 1.9563 | 1.4371 | 2.4566 | 4.9386 | 4.0644 | 1.6694
| Other or None Specified | 4.6853 | 2.9855 | 2.1713 | 1.6529 | 2.6731 | 5.158 | 4.2834 | 1.8908
NCC Climate Zone |  | 6 | OTHER HEATING TYPES |  |  |  |  | State | WA
Col 1 | Col 2 | Col 3 | Col 4 | Col 5 | Col 6 | Col 7 | Col 8 | Col 9 | Col 10
Main Type of Heater | Main type of Cooler | Electric Storage (peak) | Electric Storage (off peak) | Heat Pump (Standard) | Heat Pump (off-peak) | Solar electric (Standard) | Gas storage | Gas Instantaneous | Solar Gas
Electric - Resistance (Panel) | Evaporative | 8.4629 | 6.9547 | 5.9352 | 5.4717 | 6.5355 | 9.1664 | 8.295 | 5.7542
| HP - Ducted < 3 stars (< 2.25) | 8.8882 | 7.4051 | 6.4012 | 5.9436 | 6.9861 | 9.5788 | 8.7231 | 6.2219
| HP - Ducted < 4.5 stars (< 3) | 8.8461 | 7.363 | 6.3591 | 5.9015 | 6.944 | 9.5367 | 8.681 | 6.1798
0 | HP - Ducted < 6 stars (< 3.75) | 8.783 | 7.2998 | 6.296 | 5.8384 | 6.8808 | 9.4735 | 8.6178 | 6.1167
| HP - Ducted ≥ 6 stars (≥ 3.75) | 8.7198 | 7.2366 | 6.2328 | 5.7752 | 6.8176 | 9.4104 | 8.5547 | 6.0535
| HP - Non-Ducted < 3 stars (< 2.25) | 8.8049 | 7.314 | 6.3101 | 5.8519 | 6.8963 | 9.4898 | 8.6333 | 6.1303
| HP - Non-Ducted < 4.5 stars (< 3) | 8.7694 | 7.2785 | 6.2746 | 5.8164 | 6.8609 | 9.4543 | 8.5979 | 6.0948
| HP - Non-Ducted < 6 stars (< 3.75) | 8.7162 | 7.2253 | 6.2214 | 5.7632 | 6.8076 | 9.4011 | 8.5446 | 6.0416
| HP - Non-Ducted ≥ 6 stars (≥ 3.75) | 8.6629 | 7.172 | 6.1682 | 5.71 | 6.7544 | 9.3478 | 8.4914 | 5.9884
| Other or None Specified | 8.8882 | 7.4051 | 6.4012 | 5.9436 | 6.9861 | 9.5788 | 8.7231 | 6.2219
Wood Heater | Evaporative | 5.5438 | 3.9249 | 2.9508 | 2.4543 | 3.4969 | 6.2474 | 5.3191 | 2.7209
| HP - Ducted < 3 stars (< 2.25) | 6.0234 | 4.4419 | 3.4471 | 2.9757 | 3.9938 | 6.7391 | 5.8247 | 3.2467
| HP - Ducted < 4.5 stars (< 3) | 5.9813 | 4.3998 | 3.405 | 2.9336 | 3.9517 | 6.697 | 5.7826 | 3.2046
0 | HP - Ducted < 6 stars (< 3.75) | 5.9181 | 4.3366 | 3.3418 | 2.8704 | 3.8885 | 6.6338 | 5.7194 | 3.1414
| HP - Ducted ≥ 6 stars (≥ 3.75) | 5.855 | 4.2734 | 3.2787 | 2.8072 | 3.8254 | 6.5707 | 5.6563 | 3.0783
| HP - Non-Ducted < 3 stars (< 2.25) | 5.9326 | 4.3423 | 3.3515 | 2.8722 | 3.8983 | 6.6415 | 5.7265 | 3.1451
| HP - Non-Ducted < 4.5 stars (< 3) | 5.8971 | 4.3068 | 3.316 | 2.8367 | 3.8628 | 6.606 | 5.691 | 3.1096
| HP - Non-Ducted < 6 stars (< 3.75) | 5.8438 | 4.2535 | 3.2628 | 2.7834 | 3.8096 | 6.5527 | 5.6377 | 3.0564
| HP - Non-Ducted ≥ 6 stars (≥ 3.75) | 5.7906 | 4.2003 | 3.2095 | 2.7302 | 3.7564 | 6.4995 | 5.5845 | 3.0031
| Other or None Specified | 6.0234 | 4.4419 | 3.4471 | 2.9757 | 3.9938 | 6.7391 | 5.8247 | 3.2467
Electric - Resistance (Slab) | Evaporative | 6.7315 | 5.2101 | 4.1189 | 3.6693 | 4.6987 | 7.5783 | 6.6412 | 3.9592
| HP - Ducted < 3 stars (< 2.25) | 7.2049 | 5.7143 | 4.6241 | 4.1881 | 5.193 | 8.0442 | 7.1255 | 4.4774
| HP - Ducted < 4.5 stars (< 3) | 7.1627 | 5.6722 | 4.582 | 4.146 | 5.1509 | 8.0021 | 7.0834 | 4.4353
0 | HP - Ducted < 6 stars (< 3.75) | 7.0996 | 5.6091 | 4.5189 | 4.0828 | 5.0877 | 7.9389 | 7.0203 | 4.3721
| HP - Ducted ≥ 6 stars (≥ 3.75) | 7.0364 | 5.5459 | 4.4557 | 4.0197 | 5.0246 | 7.8758 | 6.9571 | 4.309
| HP - Non-Ducted < 3 stars (< 2.25) | 7.1141 | 5.6164 | 4.5276 | 4.0878 | 5.0981 | 7.9482 | 7.0285 | 4.3777
| HP - Non-Ducted < 4.5 stars (< 3) | 7.0786 | 5.5809 | 4.4921 | 4.0523 | 5.0626 | 7.9127 | 6.993 | 4.3422
| HP - Non-Ducted < 6 stars (< 3.75) | 7.0253 | 5.5277 | 4.4389 | 3.9991 | 5.0094 | 7.8594 | 6.9398 | 4.289
| HP - Non-Ducted ≥ 6 stars (≥ 3.75) | 6.9721 | 5.4744 | 4.3857 | 3.9458 | 4.9562 | 7.8062 | 6.8865 | 4.2358
| Other or None Specified | 7.2049 | 5.7143 | 4.6241 | 4.1881 | 5.193 | 8.0442 | 7.1255 | 4.4774
Other or None Specified | Evaporative | 5.0827 | 3.3692 | 2.5522 | 2.0261 | 3.0644 | 5.557 | 4.6743 | 2.26
| HP - Ducted < 3 stars (< 2.25) | 5.4404 | 3.7499 | 2.9068 | 2.3969 | 3.4244 | 5.9312 | 5.0549 | 2.6429
| HP - Ducted < 4.5 stars (< 3) | 5.3983 | 3.7078 | 2.8647 | 2.3548 | 3.3823 | 5.8891 | 5.0128 | 2.6008
0 | HP - Ducted < 6 stars (< 3.75) | 5.3352 | 3.6446 | 2.8015 | 2.2917 | 3.3192 | 5.826 | 4.9496 | 2.5377
| HP - Ducted ≥ 6 stars (≥ 3.75) | 5.272 | 3.5814 | 2.7384 | 2.2285 | 3.256 | 5.7628 | 4.8865 | 2.4745
| HP - Non-Ducted < 3 stars (< 2.25) | 5.3694 | 3.672 | 2.8351 | 2.3179 | 3.3516 | 5.8538 | 4.9782 | 2.5654
| HP - Non-Ducted < 4.5 stars (< 3) | 5.334 | 3.6365 | 2.7996 | 2.2824 | 3.3162 | 5.8183 | 4.9427 | 2.5299
| HP - Non-Ducted < 6 stars (< 3.75) | 5.2807 | 3.5833 | 2.7464 | 2.2292 | 3.2629 | 5.7651 | 4.8895 | 2.4767
| HP - Non-Ducted ≥ 6 stars (≥ 3.75) | 5.2275 | 3.5301 | 2.6931 | 2.1759 | 3.2097 | 5.7119 | 4.8362 | 2.4234
| Other or None Specified | 5.4404 | 3.7499 | 2.9068 | 2.3969 | 3.4244 | 5.9312 | 5.0549 | 2.6429
Swimming Pool Pump
| Star | MJ PV/1000L | kW PV/1000L | kW PV / 40,000
| 1 | 367.468 | 0.081253 | 3.2501 |  | Note: For Option 2 Need to select a base case (eg, 5 Stars)
| 1.5 | 310.3157 | 0.068616 | 2.7446 |  | Requirement = difference between 5 stars and selected star rating
| 2 | 269.7655 | 0.05965 | 2.386
| 2.5 | 238.3123 | 0.052695 | 2.1078
| 3 | 212.6132 | 0.047012 | 1.8805
| 3.5 | 190.8849 | 0.042208 | 1.6883
| 4 | 172.063 | 0.038046 | 1.5218
| 4.5 | 155.4609 | 0.034375 | 1.375
| 5 | 140.6099 | 0.031091 | 1.2436
| 5.5 | 127.1754 | 0.028121 | 1.1248
| 6 | 114.9107 | 0.025409 | 1.0163
| 6.5 | 103.6283 | 0.022914 | 0.91656
| 7 | 93.1824 | 0.020604 | 0.82417
| 7.5 | 83.4576 | 0.018454 | 0.73815
| 8 | 74.3605 | 0.016442 | 0.65769
| 8.5 | 65.8152 | 0.014553 | 0.58211
| 9 | 57.7584 | 0.012771 | 0.51085
| 9.5 | 50.1374 | 0.011086 | 0.44345
| 10 | 42.9074 | 0.0094875 | 0.3795
| Spa Pump |  |  |  |  | Note: For Option 2 Need to select a base case (eg, 50% of ZNSC)
| Star | MJ PV/100 L | kW PV/100L | kW PV/4000L |  | Requirement = % * Reuirement for ZNSC
| Any | 436.6674 | 0.096554 | 3.8622

## 7-NSW (hidden)
NCC Climate Zone |  | 7 | GAS HEATING TYPES |  |  |  |  | State | NSW
Col 1 | Col 2 | Col 3 | Col 4 | Col 5 | Col 6 | Col 7 | Col 8 | Col 9 | Col 10
Main Type of Heater | Main type of Cooler | Electric Storage (peak) | Electric Storage (off peak) | Heat Pump (Standard) | Heat Pump (off-peak) | Solar electric (Standard) | Gas storage | Gas Instantaneous | Solar Gas
Gas - Ducted | Evaporative | 6.878 | 5.9557 | 4.9351 | 4.6912 | 4.8282 | 6.9881 | 6.4279 | 4.4463
(includes Hydronic) | HP - Ducted < 3 stars (< 2.25) | 7.2264 | 6.3083 | 5.2925 | 5.0514 | 5.1828 | 7.337 | 6.7799 | 4.8085
< 3Stars | HP - Ducted < 4.5 stars (< 3) | 7.1825 | 6.2644 | 5.2486 | 5.0075 | 5.1389 | 7.293 | 6.736 | 4.7645
0 | HP - Ducted < 6 stars (< 3.75) | 7.1166 | 6.1985 | 5.1827 | 4.9416 | 5.073 | 7.2272 | 6.6701 | 4.6987
| HP - Ducted ≥ 6 stars (≥ 3.75) | 7.0507 | 6.1327 | 5.1168 | 4.8758 | 5.0071 | 7.1613 | 6.6043 | 4.6328
| HP - Non-Ducted < 3 stars (< 2.25) | 7.1573 | 6.2379 | 5.2212 | 4.9794 | 5.1122 | 7.2667 | 6.7094 | 4.7354
| HP - Non-Ducted < 4.5 stars (< 3) | 7.1206 | 6.2012 | 5.1845 | 4.9427 | 5.0755 | 7.23 | 6.6727 | 4.6987
| HP - Non-Ducted < 6 stars (< 3.75) | 7.0655 | 6.1461 | 5.1294 | 4.8877 | 5.0204 | 7.1749 | 6.6176 | 4.6436
| HP - Non-Ducted ≥ 6 stars (≥ 3.75) | 7.0105 | 6.0911 | 5.0744 | 4.8326 | 4.9654 | 7.1199 | 6.5626 | 4.5886
| Other or None Specified | 7.2264 | 6.3083 | 5.2925 | 5.0514 | 5.1828 | 7.337 | 6.7799 | 4.8085
Gas - Ducted | Evaporative | 6.466 | 5.5437 | 4.5231 | 4.2792 | 4.4162 | 6.5761 | 6.016 | 4.0343
(includes Hydronic) | HP - Ducted < 3 stars (< 2.25) | 6.8144 | 5.8963 | 4.8805 | 4.6395 | 4.7708 | 6.925 | 6.3679 | 4.3965
< 4.5Stars | HP - Ducted < 4.5 stars (< 3) | 6.7705 | 5.8524 | 4.8366 | 4.5955 | 4.7269 | 6.881 | 6.324 | 4.3525
0 | HP - Ducted < 6 stars (< 3.75) | 6.7046 | 5.7865 | 4.7707 | 4.5297 | 4.661 | 6.8152 | 6.2581 | 4.2867
| HP - Ducted ≥ 6 stars (≥ 3.75) | 6.6387 | 5.7207 | 4.7048 | 4.4638 | 4.5951 | 6.7493 | 6.1923 | 4.2208
| HP - Non-Ducted < 3 stars (< 2.25) | 6.7453 | 5.8259 | 4.8092 | 4.5674 | 4.7002 | 6.8547 | 6.2974 | 4.3234
| HP - Non-Ducted < 4.5 stars (< 3) | 6.7086 | 5.7892 | 4.7725 | 4.5307 | 4.6635 | 6.818 | 6.2607 | 4.2867
| HP - Non-Ducted < 6 stars (< 3.75) | 6.6535 | 5.7341 | 4.7175 | 4.4757 | 4.6084 | 6.7629 | 6.2056 | 4.2316
| HP - Non-Ducted ≥ 6 stars (≥ 3.75) | 6.5985 | 5.6791 | 4.6624 | 4.4206 | 4.5534 | 6.7079 | 6.1506 | 4.1766
| Other or None Specified | 6.8144 | 5.8963 | 4.8805 | 4.6395 | 4.7708 | 6.925 | 6.3679 | 4.3965
Gas - Ducted | Evaporative | 5.848 | 4.9257 | 3.9051 | 3.6613 | 3.7982 | 5.9581 | 5.398 | 3.4163
(includes Hydronic) | HP - Ducted < 3 stars (< 2.25) | 6.1964 | 5.2784 | 4.2625 | 4.0215 | 4.1528 | 6.307 | 5.7499 | 3.7785
< 6Stars | HP - Ducted < 4.5 stars (< 3) | 6.1525 | 5.2344 | 4.2186 | 3.9775 | 4.1089 | 6.2631 | 5.706 | 3.7346
0 | HP - Ducted < 6 stars (< 3.75) | 6.0866 | 5.1686 | 4.1527 | 3.9117 | 4.043 | 6.1972 | 5.6402 | 3.6687
| HP - Ducted ≥ 6 stars (≥ 3.75) | 6.0207 | 5.1027 | 4.0868 | 3.8458 | 3.9771 | 6.1313 | 5.5743 | 3.6028
| HP - Non-Ducted < 3 stars (< 2.25) | 6.1273 | 5.2079 | 4.1912 | 3.9494 | 4.0822 | 6.2367 | 5.6794 | 3.7054
| HP - Non-Ducted < 4.5 stars (< 3) | 6.0906 | 5.1712 | 4.1545 | 3.9127 | 4.0455 | 6.2 | 5.6427 | 3.6687
| HP - Non-Ducted < 6 stars (< 3.75) | 6.0355 | 5.1161 | 4.0995 | 3.8577 | 3.9905 | 6.1449 | 5.5876 | 3.6136
| HP - Non-Ducted ≥ 6 stars (≥ 3.75) | 5.9805 | 5.0611 | 4.0444 | 3.8026 | 3.9354 | 6.0899 | 5.5326 | 3.5586
| Other or None Specified | 6.1964 | 5.2784 | 4.2625 | 4.0215 | 4.1528 | 6.307 | 5.7499 | 3.7785
Gas - Ducted | Evaporative | 5.2301 | 4.3077 | 3.2872 | 3.0433 | 3.1802 | 5.3401 | 4.78 | 2.7983
(includes Hydronic) | HP - Ducted < 3 stars (< 2.25) | 5.5784 | 4.6604 | 3.6445 | 3.4035 | 3.5348 | 5.689 | 5.132 | 3.1605
≥ 6Stars | HP - Ducted < 4.5 stars (< 3) | 5.5345 | 4.6164 | 3.6006 | 3.3596 | 3.4909 | 5.6451 | 5.088 | 3.1166
0 | HP - Ducted < 6 stars (< 3.75) | 5.4686 | 4.5506 | 3.5347 | 3.2937 | 3.425 | 5.5792 | 5.0222 | 3.0507
| HP - Ducted ≥ 6 stars (≥ 3.75) | 5.4028 | 4.4847 | 3.4689 | 3.2278 | 3.3591 | 5.5133 | 4.9563 | 2.9848
| HP - Non-Ducted < 3 stars (< 2.25) | 5.5093 | 4.5899 | 3.5732 | 3.3314 | 3.4642 | 5.6187 | 5.0614 | 3.0874
| HP - Non-Ducted < 4.5 stars (< 3) | 5.4726 | 4.5532 | 3.5365 | 3.2947 | 3.4275 | 5.582 | 5.0247 | 3.0507
| HP - Non-Ducted < 6 stars (< 3.75) | 5.4176 | 4.4982 | 3.4815 | 3.2397 | 3.3725 | 5.5269 | 4.9697 | 2.9957
| HP - Non-Ducted ≥ 6 stars (≥ 3.75) | 5.3625 | 4.4431 | 3.4264 | 3.1846 | 3.3174 | 5.4719 | 4.9146 | 2.9406
| Other or None Specified | 5.5784 | 4.6604 | 3.6445 | 3.4035 | 3.5348 | 5.689 | 5.132 | 3.1605
Gas - Non Ducted | Evaporative | 5.8507 | 4.905 | 3.8986 | 3.6441 | 3.7889 | 5.9312 | 5.3724 | 3.4014
| HP - Ducted < 3 stars (< 2.25) | 6.2017 | 5.262 | 4.2642 | 4.0142 | 4.1502 | 6.285 | 5.729 | 3.7734
< 3Stars | HP - Ducted < 4.5 stars (< 3) | 6.1577 | 5.2181 | 4.2203 | 3.9703 | 4.1063 | 6.2411 | 5.685 | 3.7295
0 | HP - Ducted < 6 stars (< 3.75) | 6.0919 | 5.1522 | 4.1545 | 3.9044 | 4.0404 | 6.1752 | 5.6192 | 3.6636
| HP - Ducted ≥ 6 stars (≥ 3.75) | 6.026 | 5.0863 | 4.0886 | 3.8385 | 3.9746 | 6.1093 | 5.5533 | 3.5977
| HP - Non-Ducted < 3 stars (< 2.25) | 6.132 | 5.1908 | 4.1894 | 3.9384 | 4.0766 | 6.2143 | 5.6579 | 3.6958
| HP - Non-Ducted < 4.5 stars (< 3) | 6.0953 | 5.1541 | 4.1527 | 3.9017 | 4.0399 | 6.1776 | 5.6212 | 3.6591
| HP - Non-Ducted < 6 stars (< 3.75) | 6.0402 | 5.0991 | 4.0976 | 3.8467 | 3.9848 | 6.1225 | 5.5661 | 3.604
| HP - Non-Ducted ≥ 6 stars (≥ 3.75) | 5.9852 | 5.044 | 4.0426 | 3.7916 | 3.9298 | 6.0674 | 5.5111 | 3.549
| Other or None Specified | 6.2017 | 5.262 | 4.2642 | 4.0142 | 4.1502 | 6.285 | 5.729 | 3.7734
Gas - Non Ducted | Evaporative | 5.6365 | 4.6908 | 3.6844 | 3.4298 | 3.5746 | 5.717 | 5.1582 | 3.1871
| HP - Ducted < 3 stars (< 2.25) | 5.9874 | 5.0477 | 4.05 | 3.8 | 3.936 | 6.0707 | 5.5147 | 3.5592
< 4.5Stars | HP - Ducted < 4.5 stars (< 3) | 5.9435 | 5.0038 | 4.0061 | 3.756 | 3.8921 | 6.0268 | 5.4708 | 3.5152
0 | HP - Ducted < 6 stars (< 3.75) | 5.8776 | 4.938 | 3.9402 | 3.6902 | 3.8262 | 5.9609 | 5.4049 | 3.4494
| HP - Ducted ≥ 6 stars (≥ 3.75) | 5.8117 | 4.8721 | 3.8743 | 3.6243 | 3.7603 | 5.8951 | 5.339 | 3.3835
| HP - Non-Ducted < 3 stars (< 2.25) | 5.9177 | 4.9766 | 3.9752 | 3.7242 | 3.8623 | 6 | 5.4436 | 3.4815
| HP - Non-Ducted < 4.5 stars (< 3) | 5.881 | 4.9399 | 3.9385 | 3.6875 | 3.8256 | 5.9633 | 5.4069 | 3.4448
| HP - Non-Ducted < 6 stars (< 3.75) | 5.826 | 4.8848 | 3.8834 | 3.6324 | 3.7706 | 5.9083 | 5.3519 | 3.3898
| HP - Non-Ducted ≥ 6 stars (≥ 3.75) | 5.7709 | 4.8298 | 3.8283 | 3.5774 | 3.7155 | 5.8532 | 5.2968 | 3.3347
| Other or None Specified | 5.9874 | 5.0477 | 4.05 | 3.8 | 3.936 | 6.0707 | 5.5147 | 3.5592
Gas - Non Ducted | Evaporative | 5.3151 | 4.3694 | 3.363 | 3.1084 | 3.2533 | 5.3956 | 4.8368 | 2.8658
| HP - Ducted < 3 stars (< 2.25) | 5.666 | 4.7264 | 3.7286 | 3.4786 | 3.6146 | 5.7494 | 5.1933 | 3.2378
< 6Stars | HP - Ducted < 4.5 stars (< 3) | 5.6221 | 4.6825 | 3.6847 | 3.4347 | 3.5707 | 5.7055 | 5.1494 | 3.1939
0 | HP - Ducted < 6 stars (< 3.75) | 5.5563 | 4.6166 | 3.6188 | 3.3688 | 3.5048 | 5.6396 | 5.0836 | 3.128
| HP - Ducted ≥ 6 stars (≥ 3.75) | 5.4904 | 4.5507 | 3.553 | 3.3029 | 3.439 | 5.5737 | 5.0177 | 3.0621
| HP - Non-Ducted < 3 stars (< 2.25) | 5.5964 | 4.6552 | 3.6538 | 3.4028 | 3.541 | 5.6786 | 5.1223 | 3.1602
| HP - Non-Ducted < 4.5 stars (< 3) | 5.5597 | 4.6185 | 3.6171 | 3.3661 | 3.5043 | 5.6419 | 5.0856 | 3.1235
| HP - Non-Ducted < 6 stars (< 3.75) | 5.5046 | 4.5635 | 3.562 | 3.311 | 3.4492 | 5.5869 | 5.0305 | 3.0684
| HP - Non-Ducted ≥ 6 stars (≥ 3.75) | 5.4496 | 4.5084 | 3.507 | 3.256 | 3.3942 | 5.5318 | 4.9755 | 3.0134
| Other or None Specified | 5.666 | 4.7264 | 3.7286 | 3.4786 | 3.6146 | 5.7494 | 5.1933 | 3.2378
Gas - Non Ducted | Evaporative | 4.9937 | 4.048 | 3.0416 | 2.7871 | 2.9319 | 5.0743 | 4.5154 | 2.5444
| HP - Ducted < 3 stars (< 2.25) | 5.3447 | 4.405 | 3.4073 | 3.1572 | 3.2933 | 5.428 | 4.872 | 2.9164
≥ 6Stars | HP - Ducted < 4.5 stars (< 3) | 5.3008 | 4.3611 | 3.3633 | 3.1133 | 3.2493 | 5.3841 | 4.8281 | 2.8725
0 | HP - Ducted < 6 stars (< 3.75) | 5.2349 | 4.2952 | 3.2975 | 3.0474 | 3.1835 | 5.3182 | 4.7622 | 2.8066
| HP - Ducted ≥ 6 stars (≥ 3.75) | 5.169 | 4.2293 | 3.2316 | 2.9816 | 3.1176 | 5.2523 | 4.6963 | 2.7408
| HP - Non-Ducted < 3 stars (< 2.25) | 5.275 | 4.3339 | 3.3324 | 3.0814 | 3.2196 | 5.3573 | 4.8009 | 2.8388
| HP - Non-Ducted < 4.5 stars (< 3) | 5.2383 | 4.2972 | 3.2957 | 3.0447 | 3.1829 | 5.3206 | 4.7642 | 2.8021
| HP - Non-Ducted < 6 stars (< 3.75) | 5.1832 | 4.2421 | 3.2407 | 2.9897 | 3.1278 | 5.2655 | 4.7091 | 2.7471
| HP - Non-Ducted ≥ 6 stars (≥ 3.75) | 5.1282 | 4.187 | 3.1856 | 2.9346 | 3.0728 | 5.2105 | 4.6541 | 2.692
| Other or None Specified | 5.3447 | 4.405 | 3.4073 | 3.1572 | 3.2933 | 5.428 | 4.872 | 2.9164
NCC Climate Zone |  | 7 | HEAT PUMP HEATING TYPES |  |  |  |  | State | NSW
Col 1 | Col 2 | Col 3 | Col 4 | Col 5 | Col 6 | Col 7 | Col 8 | Col 9 | Col 10
Main Type of Heater | Main type of Cooler | Electric Storage (peak) | Electric Storage (off peak) | Heat Pump (Standard) | Heat Pump (off-peak) | Solar electric (Standard) | Gas storage | Gas Instantaneous | Solar Gas
Heat Pump - Ducted | Evaporative | 4.1129 | 2.9817 | 2.1841 | 1.8631 | 2.0866 | 3.9147 | 3.3966 | 1.6584
| HP - Ducted < 3 stars (< 2.25) | 4.4579 | 3.3416 | 2.5528 | 2.2259 | 2.4464 | 4.266 | 3.7529 | 2.0333
< 3 Stars (< 2.25) | HP - Ducted < 4.5 stars (< 3) | 4.414 | 3.2977 | 2.5088 | 2.182 | 2.4025 | 4.2221 | 3.709 | 1.9894
0 | HP - Ducted < 6 stars (< 3.75) | 4.3481 | 3.2318 | 2.443 | 2.1161 | 2.3366 | 4.1563 | 3.6432 | 1.9236
| HP - Ducted ≥ 6 stars (≥ 3.75) | 4.2822 | 3.166 | 2.3771 | 2.0502 | 2.2707 | 4.0904 | 3.5773 | 1.8577
| HP - Non-Ducted < 3 stars (< 2.25) | 4.3865 | 3.2676 | 2.4782 | 2.1527 | 2.3712 | 4.1952 | 3.6785 | 1.9571
| HP - Non-Ducted < 4.5 stars (< 3) | 4.3498 | 3.2309 | 2.4415 | 2.116 | 2.3345 | 4.1585 | 3.6418 | 1.9204
| HP - Non-Ducted < 6 stars (< 3.75) | 4.2948 | 3.1758 | 2.3864 | 2.0609 | 2.2795 | 4.1034 | 3.5868 | 1.8654
| HP - Non-Ducted ≥ 6 stars (≥ 3.75) | 4.2397 | 3.1208 | 2.3314 | 2.0059 | 2.2244 | 4.0484 | 3.5317 | 1.8103
| Other or None Specified | 4.4579 | 3.3416 | 2.5528 | 2.2259 | 2.4464 | 4.266 | 3.7529 | 2.0333
Heat Pump - Ducted | Evaporative | 3.9854 | 2.8541 | 2.0565 | 1.7355 | 1.9591 | 3.7871 | 3.269 | 1.5308
| HP - Ducted < 3 stars (< 2.25) | 4.3303 | 3.2141 | 2.4252 | 2.0983 | 2.3188 | 4.1385 | 3.6254 | 1.9058
< 4.5 Stars (< 3.0) | HP - Ducted < 4.5 stars (< 3) | 4.2864 | 3.1701 | 2.3813 | 2.0544 | 2.2749 | 4.0946 | 3.5815 | 1.8619
0 | HP - Ducted < 6 stars (< 3.75) | 4.2205 | 3.1043 | 2.3154 | 1.9885 | 2.209 | 4.0287 | 3.5156 | 1.796
| HP - Ducted ≥ 6 stars (≥ 3.75) | 4.1546 | 3.0384 | 2.2495 | 1.9226 | 2.1431 | 3.9628 | 3.4497 | 1.7301
| HP - Non-Ducted < 3 stars (< 2.25) | 4.259 | 3.14 | 2.3506 | 2.0251 | 2.2436 | 4.0676 | 3.5509 | 1.8295
| HP - Non-Ducted < 4.5 stars (< 3) | 4.2223 | 3.1033 | 2.3139 | 1.9884 | 2.2069 | 4.0309 | 3.5142 | 1.7928
| HP - Non-Ducted < 6 stars (< 3.75) | 4.1672 | 3.0482 | 2.2588 | 1.9334 | 2.1519 | 3.9759 | 3.4592 | 1.7378
| HP - Non-Ducted ≥ 6 stars (≥ 3.75) | 4.1122 | 2.9932 | 2.2038 | 1.8783 | 2.0968 | 3.9208 | 3.4041 | 1.6827
| Other or None Specified | 4.3303 | 3.2141 | 2.4252 | 2.0983 | 2.3188 | 4.1385 | 3.6254 | 1.9058
Heat Pump - Ducted | Evaporative | 3.794 | 2.6627 | 1.8651 | 1.5442 | 1.7677 | 3.5958 | 3.0776 | 1.3395
| HP - Ducted < 3 stars (< 2.25) | 4.139 | 3.0227 | 2.2338 | 1.907 | 2.1275 | 3.9471 | 3.434 | 1.7144
< 6 Stars (< 3.75) | HP - Ducted < 4.5 stars (< 3) | 4.095 | 2.9788 | 2.1899 | 1.863 | 2.0835 | 3.9032 | 3.3901 | 1.6705
0 | HP - Ducted < 6 stars (< 3.75) | 4.0292 | 2.9129 | 2.124 | 1.7972 | 2.0177 | 3.8373 | 3.3242 | 1.6046
| HP - Ducted ≥ 6 stars (≥ 3.75) | 3.9633 | 2.847 | 2.0581 | 1.7313 | 1.9518 | 3.7714 | 3.2583 | 1.5387
| HP - Non-Ducted < 3 stars (< 2.25) | 4.0676 | 2.9486 | 2.1592 | 1.8338 | 2.0523 | 3.8763 | 3.3596 | 1.6382
| HP - Non-Ducted < 4.5 stars (< 3) | 4.0309 | 2.9119 | 2.1225 | 1.7971 | 2.0156 | 3.8395 | 3.3229 | 1.6015
| HP - Non-Ducted < 6 stars (< 3.75) | 3.9759 | 2.8569 | 2.0675 | 1.742 | 1.9605 | 3.7845 | 3.2678 | 1.5464
| HP - Non-Ducted ≥ 6 stars (≥ 3.75) | 3.9208 | 2.8018 | 2.0124 | 1.6869 | 1.9055 | 3.7294 | 3.2128 | 1.4914
| Other or None Specified | 4.139 | 3.0227 | 2.2338 | 1.907 | 2.1275 | 3.9471 | 3.434 | 1.7144
Heat Pump - Ducted | Evaporative | 3.6027 | 2.4714 | 1.6738 | 1.3528 | 1.5763 | 3.4044 | 2.8863 | 1.1481
| HP - Ducted < 3 stars (< 2.25) | 3.9476 | 2.8313 | 2.0425 | 1.7156 | 1.9361 | 3.7558 | 3.2427 | 1.5231
≥ 6 Stars (≥ 3.75) | HP - Ducted < 4.5 stars (< 3) | 3.9037 | 2.7874 | 1.9985 | 1.6717 | 1.8922 | 3.7118 | 3.1987 | 1.4791
0 | HP - Ducted < 6 stars (< 3.75) | 3.8378 | 2.7216 | 1.9327 | 1.6058 | 1.8263 | 3.646 | 3.1329 | 1.4133
| HP - Ducted ≥ 6 stars (≥ 3.75) | 3.7719 | 2.6557 | 1.8668 | 1.5399 | 1.7604 | 3.5801 | 3.067 | 1.3474
| HP - Non-Ducted < 3 stars (< 2.25) | 3.8762 | 2.7573 | 1.9679 | 1.6424 | 1.8609 | 3.6849 | 3.1682 | 1.4468
| HP - Non-Ducted < 4.5 stars (< 3) | 3.8395 | 2.7206 | 1.9312 | 1.6057 | 1.8242 | 3.6482 | 3.1315 | 1.4101
| HP - Non-Ducted < 6 stars (< 3.75) | 3.7845 | 2.6655 | 1.8761 | 1.5506 | 1.7692 | 3.5931 | 3.0765 | 1.3551
| HP - Non-Ducted ≥ 6 stars (≥ 3.75) | 3.7294 | 2.6105 | 1.8211 | 1.4956 | 1.7141 | 3.5381 | 3.0214 | 1.3
| Other or None Specified | 3.9476 | 2.8313 | 2.0425 | 1.7156 | 1.9361 | 3.7558 | 3.2427 | 1.5231
Heat Pump - Non Ducted | Evaporative | 3.892 | 2.7522 | 1.9765 | 1.642 | 1.8726 | 3.6832 | 3.1661 | 1.4413
| HP - Ducted < 3 stars (< 2.25) | 4.2361 | 3.1169 | 2.3366 | 2.0198 | 2.2255 | 4.0399 | 3.5258 | 1.8248
< 3 Stars (< 2.25) | HP - Ducted < 4.5 stars (< 3) | 4.1922 | 3.073 | 2.2926 | 1.9759 | 2.1816 | 3.996 | 3.4819 | 1.7809
0 | HP - Ducted < 6 stars (< 3.75) | 4.1263 | 3.0071 | 2.2268 | 1.9101 | 2.1157 | 3.9301 | 3.416 | 1.715
| HP - Ducted ≥ 6 stars (≥ 3.75) | 4.0605 | 2.9412 | 2.1609 | 1.8442 | 2.0499 | 3.8643 | 3.3501 | 1.6491
| HP - Non-Ducted < 3 stars (< 2.25) | 4.1664 | 3.0409 | 2.2597 | 1.9431 | 2.153 | 3.9673 | 3.4518 | 1.7449
| HP - Non-Ducted < 4.5 stars (< 3) | 4.1297 | 3.0042 | 2.223 | 1.9064 | 2.1163 | 3.9306 | 3.4151 | 1.7082
| HP - Non-Ducted < 6 stars (< 3.75) | 4.0746 | 2.9492 | 2.1679 | 1.8513 | 2.0613 | 3.8756 | 3.36 | 1.6532
| HP - Non-Ducted ≥ 6 stars (≥ 3.75) | 4.0196 | 2.8941 | 2.1129 | 1.7963 | 2.0062 | 3.8205 | 3.305 | 1.5981
| Other or None Specified | 4.2361 | 3.1169 | 2.3366 | 2.0198 | 2.2255 | 4.0399 | 3.5258 | 1.8248
Heat Pump - Non Ducted | Evaporative | 3.7845 | 2.6448 | 1.869 | 1.5346 | 1.7652 | 3.5757 | 3.0586 | 1.3339
| HP - Ducted < 3 stars (< 2.25) | 4.1287 | 3.0095 | 2.2291 | 1.9124 | 2.1181 | 3.9325 | 3.4183 | 1.7174
< 4.5 Stars (< 3.0) | HP - Ducted < 4.5 stars (< 3) | 4.0848 | 2.9655 | 2.1852 | 1.8685 | 2.0742 | 3.8886 | 3.3744 | 1.6734
0 | HP - Ducted < 6 stars (< 3.75) | 4.0189 | 2.8997 | 2.1193 | 1.8026 | 2.0083 | 3.8227 | 3.3085 | 1.6076
| HP - Ducted ≥ 6 stars (≥ 3.75) | 3.953 | 2.8338 | 2.0534 | 1.7367 | 1.9424 | 3.7568 | 3.2427 | 1.5417
| HP - Non-Ducted < 3 stars (< 2.25) | 4.0589 | 2.9335 | 2.1522 | 1.8356 | 2.0456 | 3.8599 | 3.3444 | 1.6375
| HP - Non-Ducted < 4.5 stars (< 3) | 4.0222 | 2.8968 | 2.1155 | 1.7989 | 2.0089 | 3.8232 | 3.3077 | 1.6008
| HP - Non-Ducted < 6 stars (< 3.75) | 3.9672 | 2.8417 | 2.0605 | 1.7439 | 1.9538 | 3.7681 | 3.2526 | 1.5457
| HP - Non-Ducted ≥ 6 stars (≥ 3.75) | 3.9121 | 2.7867 | 2.0054 | 1.6888 | 1.8988 | 3.7131 | 3.1976 | 1.4907
| Other or None Specified | 4.1287 | 3.0095 | 2.2291 | 1.9124 | 2.1181 | 3.9325 | 3.4183 | 1.7174
Heat Pump - Non Ducted | Evaporative | 3.6234 | 2.4836 | 1.7079 | 1.3734 | 1.604 | 3.4146 | 2.8975 | 1.1727
| HP - Ducted < 3 stars (< 2.25) | 3.9675 | 2.8483 | 2.068 | 1.7512 | 1.9569 | 3.7713 | 3.2572 | 1.5562
< 6 Stars (< 3.75) | HP - Ducted < 4.5 stars (< 3) | 3.9236 | 2.8044 | 2.024 | 1.7073 | 1.913 | 3.7274 | 3.2133 | 1.5123
0 | HP - Ducted < 6 stars (< 3.75) | 3.8577 | 2.7385 | 1.9582 | 1.6414 | 1.8471 | 3.6615 | 3.1474 | 1.4464
| HP - Ducted ≥ 6 stars (≥ 3.75) | 3.7919 | 2.6726 | 1.8923 | 1.5756 | 1.7813 | 3.5957 | 3.0815 | 1.3805
| HP - Non-Ducted < 3 stars (< 2.25) | 3.8978 | 2.7723 | 1.9911 | 1.6745 | 1.8844 | 3.6987 | 3.1832 | 1.4763
| HP - Non-Ducted < 4.5 stars (< 3) | 3.8611 | 2.7356 | 1.9544 | 1.6378 | 1.8477 | 3.662 | 3.1465 | 1.4396
| HP - Non-Ducted < 6 stars (< 3.75) | 3.806 | 2.6806 | 1.8993 | 1.5827 | 1.7927 | 3.607 | 3.0914 | 1.3846
| HP - Non-Ducted ≥ 6 stars (≥ 3.75) | 3.751 | 2.6255 | 1.8443 | 1.5276 | 1.7376 | 3.5519 | 3.0364 | 1.3295
| Other or None Specified | 3.9675 | 2.8483 | 2.068 | 1.7512 | 1.9569 | 3.7713 | 3.2572 | 1.5562
Heat Pump - Non Ducted | Evaporative | 3.4622 | 2.3225 | 1.5467 | 1.2123 | 1.4429 | 3.2534 | 2.7363 | 1.0116
| HP - Ducted < 3 stars (< 2.25) | 3.8064 | 2.6871 | 1.9068 | 1.5901 | 1.7958 | 3.6102 | 3.096 | 1.395
≥ 6 Stars (≥ 3.75) | HP - Ducted < 4.5 stars (< 3) | 3.7625 | 2.6432 | 1.8629 | 1.5462 | 1.7518 | 3.5663 | 3.0521 | 1.3511
0 | HP - Ducted < 6 stars (< 3.75) | 3.6966 | 2.5773 | 1.797 | 1.4803 | 1.686 | 3.5004 | 2.9862 | 1.2852
| HP - Ducted ≥ 6 stars (≥ 3.75) | 3.6307 | 2.5115 | 1.7311 | 1.4144 | 1.6201 | 3.4345 | 2.9203 | 1.2194
| HP - Non-Ducted < 3 stars (< 2.25) | 3.7366 | 2.6112 | 1.8299 | 1.5133 | 1.7233 | 3.5376 | 3.022 | 1.3151
| HP - Non-Ducted < 4.5 stars (< 3) | 3.6999 | 2.5745 | 1.7932 | 1.4766 | 1.6866 | 3.5009 | 2.9853 | 1.2784
| HP - Non-Ducted < 6 stars (< 3.75) | 3.6449 | 2.5194 | 1.7382 | 1.4215 | 1.6315 | 3.4458 | 2.9303 | 1.2234
| HP - Non-Ducted ≥ 6 stars (≥ 3.75) | 3.5898 | 2.4644 | 1.6831 | 1.3665 | 1.5764 | 3.3908 | 2.8752 | 1.1683
| Other or None Specified | 3.8064 | 2.6871 | 1.9068 | 1.5901 | 1.7958 | 3.6102 | 3.096 | 1.395
NCC Climate Zone |  | 7 | OTHER HEATING TYPES |  |  |  |  | State | NSW
Col 1 | Col 2 | Col 3 | Col 4 | Col 5 | Col 6 | Col 7 | Col 8 | Col 9 | Col 10
Main Type of Heater | Main type of Cooler | Electric Storage (peak) | Electric Storage (off peak) | Heat Pump (Standard) | Heat Pump (off-peak) | Solar electric (Standard) | Gas storage | Gas Instantaneous | Solar Gas
Electric - Resistance (Panel) | Evaporative | 7.0283 | 5.968 | 5.0995 | 4.8012 | 5.0191 | 6.9129 | 6.3991 | 4.5839
| HP - Ducted < 3 stars (< 2.25) | 7.4438 | 6.3935 | 5.5245 | 5.2305 | 5.4407 | 7.3354 | 6.8251 | 5.0118
| HP - Ducted < 4.5 stars (< 3) | 7.3999 | 6.3496 | 5.4806 | 5.1866 | 5.3968 | 7.2915 | 6.7812 | 4.9679
0 | HP - Ducted < 6 stars (< 3.75) | 7.334 | 6.2837 | 5.4147 | 5.1208 | 5.3309 | 7.2257 | 6.7153 | 4.902
| HP - Ducted ≥ 6 stars (≥ 3.75) | 7.2681 | 6.2178 | 5.3489 | 5.0549 | 5.265 | 7.1598 | 6.6494 | 4.8361
| HP - Non-Ducted < 3 stars (< 2.25) | 7.367 | 6.3122 | 5.444 | 5.1485 | 5.3607 | 7.255 | 6.7441 | 4.9286
| HP - Non-Ducted < 4.5 stars (< 3) | 7.3303 | 6.2755 | 5.4073 | 5.1118 | 5.324 | 7.2183 | 6.7074 | 4.8919
| HP - Non-Ducted < 6 stars (< 3.75) | 7.2752 | 6.2204 | 5.3523 | 5.0568 | 5.2689 | 7.1632 | 6.6523 | 4.8369
| HP - Non-Ducted ≥ 6 stars (≥ 3.75) | 7.2202 | 6.1654 | 5.2972 | 5.0017 | 5.2139 | 7.1082 | 6.5973 | 4.7818
| Other or None Specified | 7.4438 | 6.3935 | 5.5245 | 5.2305 | 5.4407 | 7.3354 | 6.8251 | 5.0118
Wood Heater | Evaporative | 4.5968 | 3.5877 | 2.6337 | 2.3509 | 2.5234 | 4.5954 | 4.0415 | 2.1115
| HP - Ducted < 3 stars (< 2.25) | 5.0624 | 4.0687 | 3.134 | 2.8595 | 3.0155 | 5.0652 | 4.5194 | 2.6321
| HP - Ducted < 4.5 stars (< 3) | 5.0185 | 4.0248 | 3.0901 | 2.8156 | 2.9716 | 5.0212 | 4.4755 | 2.5882
0 | HP - Ducted < 6 stars (< 3.75) | 4.9526 | 3.9589 | 3.0242 | 2.7497 | 2.9057 | 4.9554 | 4.4096 | 2.5223
| HP - Ducted ≥ 6 stars (≥ 3.75) | 4.8867 | 3.893 | 2.9583 | 2.6838 | 2.8398 | 4.8895 | 4.3437 | 2.4564
| HP - Non-Ducted < 3 stars (< 2.25) | 4.9709 | 3.9744 | 3.036 | 2.7587 | 2.9174 | 4.9747 | 4.4261 | 2.5314
| HP - Non-Ducted < 4.5 stars (< 3) | 4.9342 | 3.9377 | 2.9993 | 2.7219 | 2.8807 | 4.938 | 4.3894 | 2.4947
| HP - Non-Ducted < 6 stars (< 3.75) | 4.8792 | 3.8827 | 2.9443 | 2.6669 | 2.8256 | 4.883 | 4.3343 | 2.4396
| HP - Non-Ducted ≥ 6 stars (≥ 3.75) | 4.8241 | 3.8276 | 2.8892 | 2.6118 | 2.7706 | 4.8279 | 4.2793 | 2.3846
| Other or None Specified | 5.0624 | 4.0687 | 3.134 | 2.8595 | 3.0155 | 5.0652 | 4.5194 | 2.6321
Electric - Resistance (Slab) | Evaporative | 6.0141 | 5.0914 | 4.069 | 3.8268 | 3.9578 | 6.1214 | 5.5615 | 3.5804
| HP - Ducted < 3 stars (< 2.25) | 6.471 | 5.5532 | 4.5477 | 4.3065 | 4.4299 | 6.5797 | 6.0234 | 4.0654
| HP - Ducted < 4.5 stars (< 3) | 6.4271 | 5.5093 | 4.5037 | 4.2626 | 4.386 | 6.5358 | 5.9795 | 4.0215
0 | HP - Ducted < 6 stars (< 3.75) | 6.3612 | 5.4434 | 4.4379 | 4.1967 | 4.3201 | 6.4699 | 5.9136 | 3.9556
| HP - Ducted ≥ 6 stars (≥ 3.75) | 6.2954 | 5.3775 | 4.372 | 4.1308 | 4.2543 | 6.404 | 5.8477 | 3.8897
| HP - Non-Ducted < 3 stars (< 2.25) | 6.3836 | 5.4657 | 4.4538 | 4.212 | 4.3372 | 6.4925 | 5.9358 | 3.9703
| HP - Non-Ducted < 4.5 stars (< 3) | 6.3469 | 5.429 | 4.4171 | 4.1753 | 4.3005 | 6.4558 | 5.899 | 3.9336
| HP - Non-Ducted < 6 stars (< 3.75) | 6.2918 | 5.374 | 4.3621 | 4.1202 | 4.2455 | 6.4008 | 5.844 | 3.8786
| HP - Non-Ducted ≥ 6 stars (≥ 3.75) | 6.2368 | 5.3189 | 4.307 | 4.0652 | 4.1904 | 6.3457 | 5.7889 | 3.8235
| Other or None Specified | 6.471 | 5.5532 | 4.5477 | 4.3065 | 4.4299 | 6.5797 | 6.0234 | 4.0654
Other or None Specified | Evaporative | 4.1129 | 2.9817 | 2.1841 | 1.8631 | 2.0866 | 3.9147 | 3.3966 | 1.6584
| HP - Ducted < 3 stars (< 2.25) | 4.4579 | 3.3416 | 2.5528 | 2.2259 | 2.4464 | 4.266 | 3.7529 | 2.0333
| HP - Ducted < 4.5 stars (< 3) | 4.414 | 3.2977 | 2.5088 | 2.182 | 2.4025 | 4.2221 | 3.709 | 1.9894
0 | HP - Ducted < 6 stars (< 3.75) | 4.3481 | 3.2318 | 2.443 | 2.1161 | 2.3366 | 4.1563 | 3.6432 | 1.9236
| HP - Ducted ≥ 6 stars (≥ 3.75) | 4.2822 | 3.166 | 2.3771 | 2.0502 | 2.2707 | 4.0904 | 3.5773 | 1.8577
| HP - Non-Ducted < 3 stars (< 2.25) | 4.3865 | 3.2676 | 2.4782 | 2.1527 | 2.3712 | 4.1952 | 3.6785 | 1.9571
| HP - Non-Ducted < 4.5 stars (< 3) | 4.3498 | 3.2309 | 2.4415 | 2.116 | 2.3345 | 4.1585 | 3.6418 | 1.9204
| HP - Non-Ducted < 6 stars (< 3.75) | 4.2948 | 3.1758 | 2.3864 | 2.0609 | 2.2795 | 4.1034 | 3.5868 | 1.8654
| HP - Non-Ducted ≥ 6 stars (≥ 3.75) | 4.2397 | 3.1208 | 2.3314 | 2.0059 | 2.2244 | 4.0484 | 3.5317 | 1.8103
| Other or None Specified | 4.4579 | 3.3416 | 2.5528 | 2.2259 | 2.4464 | 4.266 | 3.7529 | 2.0333
Swimming Pool Pump
| Star | MJ PV/1000L | kW PV/1000L | kW PV / 40,000
| 1 | 307.3351 | 0.059492 | 2.3797 |  | Note: For Option 2 Need to select a base case (eg, 5 Stars)
| 1.5 | 259.5232 | 0.050237 | 2.0095 |  | Requirement = difference between 5 stars and selected star rating
| 2 | 225.6002 | 0.04367 | 1.7468
| 2.5 | 199.2874 | 0.038577 | 1.5431
| 3 | 177.7883 | 0.034415 | 1.3766
| 3.5 | 159.6111 | 0.030896 | 1.2359
| 4 | 143.8653 | 0.027848 | 1.1139
| 4.5 | 129.9765 | 0.02516 | 1.0064
| 5 | 117.5525 | 0.022755 | 0.9102
| 5.5 | 106.3137 | 0.020579 | 0.82318
| 6 | 96.0534 | 0.018593 | 0.74374
| 6.5 | 86.6149 | 0.016766 | 0.67065
| 7 | 77.8762 | 0.015075 | 0.60299
| 7.5 | 69.7406 | 0.0135 | 0.54
| 8 | 62.1304 | 0.012027 | 0.48107
| 8.5 | 54.9816 | 0.010643 | 0.42572
| 9 | 48.2416 | 0.0093383 | 0.37353
| 9.5 | 41.866 | 0.0081041 | 0.32417
| 10 | 35.8176 | 0.0069333 | 0.27733
| Spa Pump |  |  |  |  | Note: For Option 2 Need to select a base case (eg, 50% of ZNSC)
| Star | MJ PV/100 L | kW PV/100L | kW PV/4000L |  | Requirement = % * Reuirement for ZNSC
| Any | 365.37 | 0.070726 | 2.829

## 7-VIC (hidden)
NCC Climate Zone |  | 7 | GAS HEATING TYPES |  |  |  |  | State | VIC
Col 1 | Col 2 | Col 3 | Col 4 | Col 5 | Col 6 | Col 7 | Col 8 | Col 9 | Col 10
Main Type of Heater | Main type of Cooler | Electric Storage (peak) | Electric Storage (off peak) | Heat Pump (Standard) | Heat Pump (off-peak) | Solar electric (Standard) | Gas storage | Gas Instantaneous | Solar Gas
Gas - Ducted | Evaporative | 4.6691 | 4.3892 | 3.0573 | 3.0018 | 2.9522 | 3.8841 | 3.604 | 2.556
(includes Hydronic) | HP - Ducted < 3 stars (< 2.25) | 4.9808 | 4.7012 | 3.3839 | 3.3282 | 3.2752 | 4.2011 | 3.9241 | 2.8874
< 3Stars | HP - Ducted < 4.5 stars (< 3) | 4.9425 | 4.6629 | 3.3456 | 3.2899 | 3.2369 | 4.1628 | 3.8858 | 2.8492
0 | HP - Ducted < 6 stars (< 3.75) | 4.8851 | 4.6054 | 3.2882 | 3.2325 | 3.1795 | 4.1054 | 3.8284 | 2.7917
| HP - Ducted ≥ 6 stars (≥ 3.75) | 4.8276 | 4.548 | 3.2308 | 3.1751 | 3.122 | 4.0479 | 3.771 | 2.7343
| HP - Non-Ducted < 3 stars (< 2.25) | 4.9181 | 4.6391 | 3.3181 | 3.2619 | 3.2095 | 4.1374 | 3.8592 | 2.8205
| HP - Non-Ducted < 4.5 stars (< 3) | 4.8858 | 4.6069 | 3.2859 | 3.2297 | 3.1773 | 4.1052 | 3.8269 | 2.7883
| HP - Non-Ducted < 6 stars (< 3.75) | 4.8375 | 4.5586 | 3.2376 | 3.1814 | 3.129 | 4.0569 | 3.7786 | 2.74
| HP - Non-Ducted ≥ 6 stars (≥ 3.75) | 4.7892 | 4.5103 | 3.1893 | 3.1331 | 3.0807 | 4.0086 | 3.7303 | 2.6917
| Other or None Specified | 4.9808 | 4.7012 | 3.3839 | 3.3282 | 3.2752 | 4.2011 | 3.9241 | 2.8874
Gas - Ducted | Evaporative | 4.4468 | 4.1669 | 2.8351 | 2.7795 | 2.7299 | 3.6619 | 3.3818 | 2.3337
(includes Hydronic) | HP - Ducted < 3 stars (< 2.25) | 4.7585 | 4.4789 | 3.1616 | 3.106 | 3.0529 | 3.9788 | 3.7019 | 2.6652
< 4.5Stars | HP - Ducted < 4.5 stars (< 3) | 4.7203 | 4.4406 | 3.1234 | 3.0677 | 3.0146 | 3.9405 | 3.6636 | 2.6269
0 | HP - Ducted < 6 stars (< 3.75) | 4.6628 | 4.3832 | 3.0659 | 3.0102 | 2.9572 | 3.8831 | 3.6062 | 2.5695
| HP - Ducted ≥ 6 stars (≥ 3.75) | 4.6054 | 4.3258 | 3.0085 | 2.9528 | 2.8998 | 3.8257 | 3.5487 | 2.512
| HP - Non-Ducted < 3 stars (< 2.25) | 4.6958 | 4.4169 | 3.0959 | 3.0397 | 2.9873 | 3.9152 | 3.6369 | 2.5983
| HP - Non-Ducted < 4.5 stars (< 3) | 4.6636 | 4.3847 | 3.0637 | 3.0074 | 2.9551 | 3.883 | 3.6047 | 2.5661
| HP - Non-Ducted < 6 stars (< 3.75) | 4.6153 | 4.3363 | 3.0153 | 2.9591 | 2.9068 | 3.8346 | 3.5564 | 2.5177
| HP - Non-Ducted ≥ 6 stars (≥ 3.75) | 4.567 | 4.288 | 2.967 | 2.9108 | 2.8584 | 3.7863 | 3.508 | 2.4694
| Other or None Specified | 4.7585 | 4.4789 | 3.1616 | 3.106 | 3.0529 | 3.9788 | 3.7019 | 2.6652
Gas - Ducted | Evaporative | 4.1134 | 3.8336 | 2.5017 | 2.4462 | 2.3965 | 3.3285 | 3.0484 | 2.0003
(includes Hydronic) | HP - Ducted < 3 stars (< 2.25) | 4.4252 | 4.1455 | 2.8283 | 2.7726 | 2.7195 | 3.6454 | 3.3685 | 2.3318
< 6Stars | HP - Ducted < 4.5 stars (< 3) | 4.3869 | 4.1072 | 2.79 | 2.7343 | 2.6813 | 3.6071 | 3.3302 | 2.2935
0 | HP - Ducted < 6 stars (< 3.75) | 4.3294 | 4.0498 | 2.7325 | 2.6769 | 2.6238 | 3.5497 | 3.2728 | 2.2361
| HP - Ducted ≥ 6 stars (≥ 3.75) | 4.272 | 3.9924 | 2.6751 | 2.6194 | 2.5664 | 3.4923 | 3.2153 | 2.1787
| HP - Non-Ducted < 3 stars (< 2.25) | 4.3624 | 4.0835 | 2.7625 | 2.7063 | 2.6539 | 3.5818 | 3.3035 | 2.2649
| HP - Non-Ducted < 4.5 stars (< 3) | 4.3302 | 4.0513 | 2.7303 | 2.6741 | 2.6217 | 3.5496 | 3.2713 | 2.2327
| HP - Non-Ducted < 6 stars (< 3.75) | 4.2819 | 4.003 | 2.682 | 2.6257 | 2.5734 | 3.5013 | 3.223 | 2.1843
| HP - Non-Ducted ≥ 6 stars (≥ 3.75) | 4.2336 | 3.9546 | 2.6336 | 2.5774 | 2.5251 | 3.4529 | 3.1747 | 2.136
| Other or None Specified | 4.4252 | 4.1455 | 2.8283 | 2.7726 | 2.7195 | 3.6454 | 3.3685 | 2.3318
Gas - Ducted | Evaporative | 3.78 | 3.5002 | 2.1683 | 2.1128 | 2.0631 | 2.9951 | 2.715 | 1.667
(includes Hydronic) | HP - Ducted < 3 stars (< 2.25) | 4.0918 | 3.8121 | 2.4949 | 2.4392 | 2.3862 | 3.312 | 3.0351 | 1.9984
≥ 6Stars | HP - Ducted < 4.5 stars (< 3) | 4.0535 | 3.7739 | 2.4566 | 2.4009 | 2.3479 | 3.2738 | 2.9968 | 1.9601
0 | HP - Ducted < 6 stars (< 3.75) | 3.9961 | 3.7164 | 2.3992 | 2.3435 | 2.2904 | 3.2163 | 2.9394 | 1.9027
| HP - Ducted ≥ 6 stars (≥ 3.75) | 3.9386 | 3.659 | 2.3417 | 2.286 | 2.233 | 3.1589 | 2.882 | 1.8453
| HP - Non-Ducted < 3 stars (< 2.25) | 4.029 | 3.7501 | 2.4291 | 2.3729 | 2.3205 | 3.2484 | 2.9701 | 1.9315
| HP - Non-Ducted < 4.5 stars (< 3) | 3.9968 | 3.7179 | 2.3969 | 2.3407 | 2.2883 | 3.2162 | 2.9379 | 1.8993
| HP - Non-Ducted < 6 stars (< 3.75) | 3.9485 | 3.6696 | 2.3486 | 2.2924 | 2.24 | 3.1679 | 2.8896 | 1.851
| HP - Non-Ducted ≥ 6 stars (≥ 3.75) | 3.9002 | 3.6213 | 2.3003 | 2.244 | 2.1917 | 3.1196 | 2.8413 | 1.8026
| Other or None Specified | 4.0918 | 3.8121 | 2.4949 | 2.4392 | 2.3862 | 3.312 | 3.0351 | 1.9984
Gas - Non Ducted | Evaporative | 4.0891 | 3.7955 | 2.4775 | 2.4132 | 2.3703 | 3.2882 | 3.0094 | 1.9716
| HP - Ducted < 3 stars (< 2.25) | 4.4048 | 4.1104 | 2.8073 | 2.7459 | 2.6979 | 3.6098 | 3.3358 | 2.3101
< 3Stars | HP - Ducted < 4.5 stars (< 3) | 4.3665 | 4.0721 | 2.769 | 2.7076 | 2.6596 | 3.5715 | 3.2975 | 2.2718
0 | HP - Ducted < 6 stars (< 3.75) | 4.3091 | 4.0147 | 2.7116 | 2.6502 | 2.6021 | 3.514 | 3.2401 | 2.2143
| HP - Ducted ≥ 6 stars (≥ 3.75) | 4.2516 | 3.9573 | 2.6542 | 2.5928 | 2.5447 | 3.4566 | 3.1827 | 2.1569
| HP - Non-Ducted < 3 stars (< 2.25) | 4.3405 | 4.0472 | 2.7413 | 2.6788 | 2.6318 | 3.5442 | 3.2695 | 2.2403
| HP - Non-Ducted < 4.5 stars (< 3) | 4.3083 | 4.015 | 2.7091 | 2.6465 | 2.5996 | 3.512 | 3.2373 | 2.2081
| HP - Non-Ducted < 6 stars (< 3.75) | 4.26 | 3.9667 | 2.6608 | 2.5982 | 2.5513 | 3.4637 | 3.189 | 2.1597
| HP - Non-Ducted ≥ 6 stars (≥ 3.75) | 4.2117 | 3.9184 | 2.6125 | 2.5499 | 2.503 | 3.4153 | 3.1407 | 2.1114
| Other or None Specified | 4.4048 | 4.1104 | 2.8073 | 2.7459 | 2.6979 | 3.6098 | 3.3358 | 2.3101
Gas - Non Ducted | Evaporative | 3.975 | 3.6814 | 2.3635 | 2.2992 | 2.2563 | 3.1741 | 2.8954 | 1.8576
| HP - Ducted < 3 stars (< 2.25) | 4.2907 | 3.9964 | 2.6933 | 2.6319 | 2.5838 | 3.4957 | 3.2218 | 2.196
< 4.5Stars | HP - Ducted < 4.5 stars (< 3) | 4.2524 | 3.9581 | 2.655 | 2.5936 | 2.5455 | 3.4574 | 3.1835 | 2.1577
0 | HP - Ducted < 6 stars (< 3.75) | 4.195 | 3.9007 | 2.5975 | 2.5362 | 2.4881 | 3.4 | 3.126 | 2.1003
| HP - Ducted ≥ 6 stars (≥ 3.75) | 4.1376 | 3.8432 | 2.5401 | 2.4787 | 2.4307 | 3.3426 | 3.0686 | 2.0429
| HP - Non-Ducted < 3 stars (< 2.25) | 4.2265 | 3.9332 | 2.6273 | 2.5647 | 2.5178 | 3.4301 | 3.1555 | 2.1262
| HP - Non-Ducted < 4.5 stars (< 3) | 4.1943 | 3.901 | 2.5951 | 2.5325 | 2.4855 | 3.3979 | 3.1233 | 2.094
| HP - Non-Ducted < 6 stars (< 3.75) | 4.146 | 3.8527 | 2.5467 | 2.4842 | 2.4372 | 3.3496 | 3.075 | 2.0457
| HP - Non-Ducted ≥ 6 stars (≥ 3.75) | 4.0977 | 3.8044 | 2.4984 | 2.4359 | 2.3889 | 3.3013 | 3.0266 | 1.9974
| Other or None Specified | 4.2907 | 3.9964 | 2.6933 | 2.6319 | 2.5838 | 3.4957 | 3.2218 | 2.196
Gas - Non Ducted | Evaporative | 3.804 | 3.5104 | 2.1924 | 2.1281 | 2.0852 | 3.0031 | 2.7243 | 1.6865
| HP - Ducted < 3 stars (< 2.25) | 4.1197 | 3.8253 | 2.5222 | 2.4608 | 2.4128 | 3.3247 | 3.0507 | 2.025
< 6Stars | HP - Ducted < 4.5 stars (< 3) | 4.0814 | 3.787 | 2.4839 | 2.4225 | 2.3745 | 3.2864 | 3.0124 | 1.9867
0 | HP - Ducted < 6 stars (< 3.75) | 4.0239 | 3.7296 | 2.4265 | 2.3651 | 2.317 | 3.2289 | 2.955 | 1.9292
| HP - Ducted ≥ 6 stars (≥ 3.75) | 3.9665 | 3.6722 | 2.369 | 2.3077 | 2.2596 | 3.1715 | 2.8976 | 1.8718
| HP - Non-Ducted < 3 stars (< 2.25) | 4.0554 | 3.7621 | 2.4562 | 2.3937 | 2.3467 | 3.2591 | 2.9844 | 1.9552
| HP - Non-Ducted < 4.5 stars (< 3) | 4.0232 | 3.7299 | 2.424 | 2.3614 | 2.3145 | 3.2269 | 2.9522 | 1.923
| HP - Non-Ducted < 6 stars (< 3.75) | 3.9749 | 3.6816 | 2.3757 | 2.3131 | 2.2662 | 3.1785 | 2.9039 | 1.8746
| HP - Non-Ducted ≥ 6 stars (≥ 3.75) | 3.9266 | 3.6333 | 2.3274 | 2.2648 | 2.2178 | 3.1302 | 2.8556 | 1.8263
| Other or None Specified | 4.1197 | 3.8253 | 2.5222 | 2.4608 | 2.4128 | 3.3247 | 3.0507 | 2.025
Gas - Non Ducted | Evaporative | 3.6329 | 3.3393 | 2.0214 | 1.9571 | 1.9141 | 2.832 | 2.5533 | 1.5155
| HP - Ducted < 3 stars (< 2.25) | 3.9486 | 3.6543 | 2.3511 | 2.2898 | 2.2417 | 3.1536 | 2.8796 | 1.8539
≥ 6Stars | HP - Ducted < 4.5 stars (< 3) | 3.9103 | 3.616 | 2.3128 | 2.2515 | 2.2034 | 3.1153 | 2.8413 | 1.8156
0 | HP - Ducted < 6 stars (< 3.75) | 3.8529 | 3.5585 | 2.2554 | 2.1941 | 2.146 | 3.0579 | 2.7839 | 1.7582
| HP - Ducted ≥ 6 stars (≥ 3.75) | 3.7955 | 3.5011 | 2.198 | 2.1366 | 2.0885 | 3.0004 | 2.7265 | 1.7007
| HP - Non-Ducted < 3 stars (< 2.25) | 3.8844 | 3.5911 | 2.2852 | 2.2226 | 2.1756 | 3.088 | 2.8134 | 1.7841
| HP - Non-Ducted < 4.5 stars (< 3) | 3.8522 | 3.5589 | 2.2529 | 2.1904 | 2.1434 | 3.0558 | 2.7812 | 1.7519
| HP - Non-Ducted < 6 stars (< 3.75) | 3.8038 | 3.5106 | 2.2046 | 2.1421 | 2.0951 | 3.0075 | 2.7328 | 1.7036
| HP - Non-Ducted ≥ 6 stars (≥ 3.75) | 3.7555 | 3.4622 | 2.1563 | 2.0937 | 2.0468 | 2.9592 | 2.6845 | 1.6553
| Other or None Specified | 3.9486 | 3.6543 | 2.3511 | 2.2898 | 2.2417 | 3.1536 | 2.8796 | 1.8539
NCC Climate Zone |  | 7 | HEAT PUMP HEATING TYPES |  |  |  |  | State | VIC
Col 1 | Col 2 | Col 3 | Col 4 | Col 5 | Col 6 | Col 7 | Col 8 | Col 9 | Col 10
Main Type of Heater | Main type of Cooler | Electric Storage (peak) | Electric Storage (off peak) | Heat Pump (Standard) | Heat Pump (off-peak) | Solar electric (Standard) | Gas storage | Gas Instantaneous | Solar Gas
Heat Pump - Ducted | Evaporative | 3.497 | 3.0965 | 1.9058 | 1.795 | 1.8044 | 2.6006 | 2.3422 | 1.3945
| HP - Ducted < 3 stars (< 2.25) | 3.8092 | 3.4088 | 2.2205 | 2.1176 | 2.12 | 2.9181 | 2.665 | 1.7241
< 3 Stars (< 2.25) | HP - Ducted < 4.5 stars (< 3) | 3.7709 | 3.3705 | 2.1823 | 2.0793 | 2.0817 | 2.8798 | 2.6267 | 1.6858
0 | HP - Ducted < 6 stars (< 3.75) | 3.7135 | 3.3131 | 2.1248 | 2.0218 | 2.0243 | 2.8224 | 2.5693 | 1.6284
| HP - Ducted ≥ 6 stars (≥ 3.75) | 3.656 | 3.2557 | 2.0674 | 1.9644 | 1.9668 | 2.765 | 2.5119 | 1.5709
| HP - Non-Ducted < 3 stars (< 2.25) | 3.7467 | 3.3455 | 2.1566 | 2.0529 | 2.0567 | 2.8531 | 2.5999 | 1.6554
| HP - Non-Ducted < 4.5 stars (< 3) | 3.7144 | 3.3133 | 2.1244 | 2.0206 | 2.0245 | 2.8208 | 2.5677 | 1.6231
| HP - Non-Ducted < 6 stars (< 3.75) | 3.6661 | 3.265 | 2.076 | 1.9723 | 1.9762 | 2.7725 | 2.5194 | 1.5748
| HP - Non-Ducted ≥ 6 stars (≥ 3.75) | 3.6178 | 3.2166 | 2.0277 | 1.924 | 1.9279 | 2.7242 | 2.471 | 1.5265
| Other or None Specified | 3.8092 | 3.4088 | 2.2205 | 2.1176 | 2.12 | 2.9181 | 2.665 | 1.7241
Heat Pump - Ducted | Evaporative | 3.3956 | 2.9951 | 1.8043 | 1.6936 | 1.7029 | 2.4992 | 2.2407 | 1.2931
| HP - Ducted < 3 stars (< 2.25) | 3.7077 | 3.3074 | 2.1191 | 2.0161 | 2.0185 | 2.8167 | 2.5635 | 1.6226
< 4.5 Stars (< 3.0) | HP - Ducted < 4.5 stars (< 3) | 3.6694 | 3.2691 | 2.0808 | 1.9778 | 1.9802 | 2.7784 | 2.5253 | 1.5843
0 | HP - Ducted < 6 stars (< 3.75) | 3.612 | 3.2116 | 2.0234 | 1.9204 | 1.9228 | 2.7209 | 2.4678 | 1.5269
| HP - Ducted ≥ 6 stars (≥ 3.75) | 3.5546 | 3.1542 | 1.9659 | 1.8629 | 1.8654 | 2.6635 | 2.4104 | 1.4695
| HP - Non-Ducted < 3 stars (< 2.25) | 3.6452 | 3.244 | 2.0551 | 1.9514 | 1.9553 | 2.7516 | 2.4984 | 1.5539
| HP - Non-Ducted < 4.5 stars (< 3) | 3.613 | 3.2118 | 2.0229 | 1.9192 | 1.9231 | 2.7194 | 2.4662 | 1.5217
| HP - Non-Ducted < 6 stars (< 3.75) | 3.5647 | 3.1635 | 1.9746 | 1.8709 | 1.8747 | 2.6711 | 2.4179 | 1.4734
| HP - Non-Ducted ≥ 6 stars (≥ 3.75) | 3.5163 | 3.1152 | 1.9263 | 1.8225 | 1.8264 | 2.6227 | 2.3696 | 1.425
| Other or None Specified | 3.7077 | 3.3074 | 2.1191 | 2.0161 | 2.0185 | 2.8167 | 2.5635 | 1.6226
Heat Pump - Ducted | Evaporative | 3.2434 | 2.8429 | 1.6521 | 1.5414 | 1.5507 | 2.347 | 2.0885 | 1.1409
| HP - Ducted < 3 stars (< 2.25) | 3.5555 | 3.1552 | 1.9669 | 1.8639 | 1.8663 | 2.6645 | 2.4113 | 1.4704
< 6 Stars (< 3.75) | HP - Ducted < 4.5 stars (< 3) | 3.5172 | 3.1169 | 1.9286 | 1.8256 | 1.828 | 2.6262 | 2.373 | 1.4321
0 | HP - Ducted < 6 stars (< 3.75) | 3.4598 | 3.0594 | 1.8712 | 1.7682 | 1.7706 | 2.5687 | 2.3156 | 1.3747
| HP - Ducted ≥ 6 stars (≥ 3.75) | 3.4024 | 3.002 | 1.8137 | 1.7107 | 1.7132 | 2.5113 | 2.2582 | 1.3173
| HP - Non-Ducted < 3 stars (< 2.25) | 3.493 | 3.0918 | 1.9029 | 1.7992 | 1.8031 | 2.5994 | 2.3462 | 1.4017
| HP - Non-Ducted < 4.5 stars (< 3) | 3.4608 | 3.0596 | 1.8707 | 1.767 | 1.7709 | 2.5672 | 2.314 | 1.3695
| HP - Non-Ducted < 6 stars (< 3.75) | 3.4125 | 3.0113 | 1.8224 | 1.7187 | 1.7225 | 2.5189 | 2.2657 | 1.3212
| HP - Non-Ducted ≥ 6 stars (≥ 3.75) | 3.3641 | 2.963 | 1.7741 | 1.6703 | 1.6742 | 2.4705 | 2.2174 | 1.2728
| Other or None Specified | 3.5555 | 3.1552 | 1.9669 | 1.8639 | 1.8663 | 2.6645 | 2.4113 | 1.4704
Heat Pump - Ducted | Evaporative | 3.0912 | 2.6907 | 1.4999 | 1.3892 | 1.3985 | 2.1948 | 1.9363 | 0.98866
| HP - Ducted < 3 stars (< 2.25) | 3.4033 | 3.003 | 1.8147 | 1.7117 | 1.7141 | 2.5123 | 2.2591 | 1.3182
≥ 6 Stars (≥ 3.75) | HP - Ducted < 4.5 stars (< 3) | 3.365 | 2.9647 | 1.7764 | 1.6734 | 1.6758 | 2.474 | 2.2208 | 1.2799
0 | HP - Ducted < 6 stars (< 3.75) | 3.3076 | 2.9072 | 1.719 | 1.616 | 1.6184 | 2.4165 | 2.1634 | 1.2225
| HP - Ducted ≥ 6 stars (≥ 3.75) | 3.2502 | 2.8498 | 1.6615 | 1.5585 | 1.5609 | 2.3591 | 2.106 | 1.165
| HP - Non-Ducted < 3 stars (< 2.25) | 3.3408 | 2.9396 | 1.7507 | 1.647 | 1.6509 | 2.4472 | 2.194 | 1.2495
| HP - Non-Ducted < 4.5 stars (< 3) | 3.3086 | 2.9074 | 1.7185 | 1.6148 | 1.6187 | 2.415 | 2.1618 | 1.2173
| HP - Non-Ducted < 6 stars (< 3.75) | 3.2603 | 2.8591 | 1.6702 | 1.5665 | 1.5703 | 2.3666 | 2.1135 | 1.1689
| HP - Non-Ducted ≥ 6 stars (≥ 3.75) | 3.2119 | 2.8108 | 1.6219 | 1.5181 | 1.522 | 2.3183 | 2.0652 | 1.1206
| Other or None Specified | 3.4033 | 3.003 | 1.8147 | 1.7117 | 1.7141 | 2.5123 | 2.2591 | 1.3182
Heat Pump - Non Ducted | Evaporative | 3.3232 | 2.9155 | 1.7338 | 1.6176 | 1.6288 | 2.4198 | 2.16 | 1.2306
| HP - Ducted < 3 stars (< 2.25) | 3.6333 | 3.2324 | 2.054 | 1.948 | 1.9516 | 2.7418 | 2.4886 | 1.5512
< 3 Stars (< 2.25) | HP - Ducted < 4.5 stars (< 3) | 3.595 | 3.1941 | 2.0157 | 1.9097 | 1.9133 | 2.7035 | 2.4503 | 1.513
0 | HP - Ducted < 6 stars (< 3.75) | 3.5376 | 3.1367 | 1.9583 | 1.8523 | 1.8559 | 2.6461 | 2.3928 | 1.4555
| HP - Ducted ≥ 6 stars (≥ 3.75) | 3.4801 | 3.0792 | 1.9008 | 1.7949 | 1.7985 | 2.5887 | 2.3354 | 1.3981
| HP - Non-Ducted < 3 stars (< 2.25) | 3.5701 | 3.1681 | 1.9901 | 1.8814 | 1.8866 | 2.6768 | 2.4223 | 1.4815
| HP - Non-Ducted < 4.5 stars (< 3) | 3.5379 | 3.1359 | 1.9579 | 1.8492 | 1.8544 | 2.6446 | 2.3901 | 1.4493
| HP - Non-Ducted < 6 stars (< 3.75) | 3.4895 | 3.0875 | 1.9095 | 1.8009 | 1.8061 | 2.5963 | 2.3418 | 1.401
| HP - Non-Ducted ≥ 6 stars (≥ 3.75) | 3.4412 | 3.0392 | 1.8612 | 1.7526 | 1.7578 | 2.548 | 2.2935 | 1.3527
| Other or None Specified | 3.6333 | 3.2324 | 2.054 | 1.948 | 1.9516 | 2.7418 | 2.4886 | 1.5512
Heat Pump - Non Ducted | Evaporative | 3.2383 | 2.8306 | 1.6489 | 1.5327 | 1.5439 | 2.3349 | 2.0751 | 1.1457
| HP - Ducted < 3 stars (< 2.25) | 3.5484 | 3.1475 | 1.9691 | 1.8631 | 1.8667 | 2.6569 | 2.4037 | 1.4663
< 4.5 Stars (< 3.0) | HP - Ducted < 4.5 stars (< 3) | 3.5101 | 3.1092 | 1.9308 | 1.8248 | 1.8284 | 2.6186 | 2.3654 | 1.4281
0 | HP - Ducted < 6 stars (< 3.75) | 3.4527 | 3.0518 | 1.8734 | 1.7674 | 1.771 | 2.5612 | 2.308 | 1.3706
| HP - Ducted ≥ 6 stars (≥ 3.75) | 3.3952 | 2.9943 | 1.8159 | 1.71 | 1.7136 | 2.5038 | 2.2505 | 1.3132
| HP - Non-Ducted < 3 stars (< 2.25) | 3.4852 | 3.0832 | 1.9052 | 1.7965 | 1.8017 | 2.5919 | 2.3374 | 1.3966
| HP - Non-Ducted < 4.5 stars (< 3) | 3.453 | 3.051 | 1.873 | 1.7643 | 1.7695 | 2.5597 | 2.3052 | 1.3644
| HP - Non-Ducted < 6 stars (< 3.75) | 3.4046 | 3.0026 | 1.8246 | 1.716 | 1.7212 | 2.5114 | 2.2569 | 1.3161
| HP - Non-Ducted ≥ 6 stars (≥ 3.75) | 3.3563 | 2.9543 | 1.7763 | 1.6677 | 1.6729 | 2.4631 | 2.2086 | 1.2678
| Other or None Specified | 3.5484 | 3.1475 | 1.9691 | 1.8631 | 1.8667 | 2.6569 | 2.4037 | 1.4663
Heat Pump - Non Ducted | Evaporative | 3.111 | 2.7033 | 1.5216 | 1.4053 | 1.4166 | 2.2076 | 1.9478 | 1.0183
| HP - Ducted < 3 stars (< 2.25) | 3.421 | 3.0202 | 1.8418 | 1.7358 | 1.7394 | 2.5296 | 2.2763 | 1.339
< 6 Stars (< 3.75) | HP - Ducted < 4.5 stars (< 3) | 3.3828 | 2.9819 | 1.8035 | 1.6975 | 1.7011 | 2.4913 | 2.238 | 1.3007
0 | HP - Ducted < 6 stars (< 3.75) | 3.3253 | 2.9244 | 1.746 | 1.6401 | 1.6437 | 2.4339 | 2.1806 | 1.2433
| HP - Ducted ≥ 6 stars (≥ 3.75) | 3.2679 | 2.867 | 1.6886 | 1.5826 | 1.5862 | 2.3764 | 2.1232 | 1.1859
| HP - Non-Ducted < 3 stars (< 2.25) | 3.3578 | 2.9558 | 1.7778 | 1.6692 | 1.6744 | 2.4646 | 2.2101 | 1.2693
| HP - Non-Ducted < 4.5 stars (< 3) | 3.3256 | 2.9236 | 1.7456 | 1.637 | 1.6422 | 2.4324 | 2.1779 | 1.2371
| HP - Non-Ducted < 6 stars (< 3.75) | 3.2773 | 2.8753 | 1.6973 | 1.5887 | 1.5939 | 2.384 | 2.1295 | 1.1888
| HP - Non-Ducted ≥ 6 stars (≥ 3.75) | 3.229 | 2.827 | 1.649 | 1.5403 | 1.5455 | 2.3357 | 2.0812 | 1.1405
| Other or None Specified | 3.421 | 3.0202 | 1.8418 | 1.7358 | 1.7394 | 2.5296 | 2.2763 | 1.339
Heat Pump - Non Ducted | Evaporative | 2.9836 | 2.5759 | 1.3943 | 1.278 | 1.2892 | 2.0802 | 1.8204 | 0.89099
| HP - Ducted < 3 stars (< 2.25) | 3.2937 | 2.8928 | 1.7144 | 1.6084 | 1.612 | 2.4022 | 2.149 | 1.2117
≥ 6 Stars (≥ 3.75) | HP - Ducted < 4.5 stars (< 3) | 3.2554 | 2.8545 | 1.6761 | 1.5702 | 1.5737 | 2.3639 | 2.1107 | 1.1734
0 | HP - Ducted < 6 stars (< 3.75) | 3.198 | 2.7971 | 1.6187 | 1.5127 | 1.5163 | 2.3065 | 2.0533 | 1.1159
| HP - Ducted ≥ 6 stars (≥ 3.75) | 3.1405 | 2.7397 | 1.5613 | 1.4553 | 1.4589 | 2.2491 | 1.9958 | 1.0585
| HP - Non-Ducted < 3 stars (< 2.25) | 3.2305 | 2.8285 | 1.6505 | 1.5418 | 1.547 | 2.3372 | 2.0827 | 1.142
| HP - Non-Ducted < 4.5 stars (< 3) | 3.1983 | 2.7963 | 1.6183 | 1.5096 | 1.5148 | 2.305 | 2.0505 | 1.1097
| HP - Non-Ducted < 6 stars (< 3.75) | 3.15 | 2.748 | 1.57 | 1.4613 | 1.4665 | 2.2567 | 2.0022 | 1.0614
| HP - Non-Ducted ≥ 6 stars (≥ 3.75) | 3.1016 | 2.6996 | 1.5216 | 1.413 | 1.4182 | 2.2084 | 1.9539 | 1.0131
| Other or None Specified | 3.2937 | 2.8928 | 1.7144 | 1.6084 | 1.612 | 2.4022 | 2.149 | 1.2117
NCC Climate Zone |  | 7 | OTHER HEATING TYPES |  |  |  |  | State | VIC
Col 1 | Col 2 | Col 3 | Col 4 | Col 5 | Col 6 | Col 7 | Col 8 | Col 9 | Col 10
Main Type of Heater | Main type of Cooler | Electric Storage (peak) | Electric Storage (off peak) | Heat Pump (Standard) | Heat Pump (off-peak) | Solar electric (Standard) | Gas storage | Gas Instantaneous | Solar Gas
Electric - Resistance (Panel) | Evaporative | 5.7744 | 5.4134 | 4.1767 | 4.0945 | 4.0902 | 4.9298 | 4.6675 | 3.6742
| HP - Ducted < 3 stars (< 2.25) | 6.1551 | 5.7947 | 4.5647 | 4.4816 | 4.4745 | 5.3138 | 5.052 | 4.0624
| HP - Ducted < 4.5 stars (< 3) | 6.1168 | 5.7564 | 4.5264 | 4.4433 | 4.4362 | 5.2755 | 5.0137 | 4.0241
0 | HP - Ducted < 6 stars (< 3.75) | 6.0594 | 5.699 | 4.469 | 4.3859 | 4.3788 | 5.2181 | 4.9563 | 3.9666
| HP - Ducted ≥ 6 stars (≥ 3.75) | 6.0019 | 5.6416 | 4.4115 | 4.3284 | 4.3214 | 5.1606 | 4.8988 | 3.9092
| HP - Non-Ducted < 3 stars (< 2.25) | 6.083 | 5.7229 | 4.4899 | 4.4072 | 4.4005 | 5.2413 | 4.9786 | 3.9874
| HP - Non-Ducted < 4.5 stars (< 3) | 6.0508 | 5.6907 | 4.4577 | 4.3749 | 4.3683 | 5.2091 | 4.9464 | 3.9552
| HP - Non-Ducted < 6 stars (< 3.75) | 6.0024 | 5.6424 | 4.4094 | 4.3266 | 4.32 | 5.1608 | 4.8981 | 3.9069
| HP - Non-Ducted ≥ 6 stars (≥ 3.75) | 5.9541 | 5.5941 | 4.361 | 4.2783 | 4.2717 | 5.1125 | 4.8497 | 3.8586
| Other or None Specified | 6.1551 | 5.7947 | 4.5647 | 4.4816 | 4.4745 | 5.3138 | 5.052 | 4.0624
Wood Heater | Evaporative | 3.8595 | 3.5573 | 2.2464 | 2.1778 | 2.1386 | 3.0498 | 2.7714 | 1.7404
| HP - Ducted < 3 stars (< 2.25) | 4.2727 | 3.9723 | 2.681 | 2.6178 | 2.5714 | 3.4743 | 3.2027 | 2.1864
| HP - Ducted < 4.5 stars (< 3) | 4.2344 | 3.934 | 2.6427 | 2.5795 | 2.5332 | 3.436 | 3.1644 | 2.1481
0 | HP - Ducted < 6 stars (< 3.75) | 4.177 | 3.8765 | 2.5853 | 2.5221 | 2.4757 | 3.3785 | 3.107 | 2.0907
| HP - Ducted ≥ 6 stars (≥ 3.75) | 4.1196 | 3.8191 | 2.5279 | 2.4646 | 2.4183 | 3.3211 | 3.0496 | 2.0332
| HP - Non-Ducted < 3 stars (< 2.25) | 4.1926 | 3.892 | 2.5983 | 2.5334 | 2.4884 | 3.3922 | 3.1194 | 2.0984
| HP - Non-Ducted < 4.5 stars (< 3) | 4.1604 | 3.8598 | 2.5661 | 2.5012 | 2.4562 | 3.36 | 3.0872 | 2.0662
| HP - Non-Ducted < 6 stars (< 3.75) | 4.1121 | 3.8115 | 2.5178 | 2.4529 | 2.4079 | 3.3116 | 3.0389 | 2.0179
| HP - Non-Ducted ≥ 6 stars (≥ 3.75) | 4.0637 | 3.7632 | 2.4695 | 2.4046 | 2.3596 | 3.2633 | 2.9906 | 1.9696
| Other or None Specified | 4.2727 | 3.9723 | 2.681 | 2.6178 | 2.5714 | 3.4743 | 3.2027 | 2.1864
Electric - Resistance (Slab) | Evaporative | 6.2151 | 6.0119 | 4.6329 | 4.6124 | 4.5266 | 5.5138 | 5.2286 | 4.1545
| HP - Ducted < 3 stars (< 2.25) | 6.6157 | 6.4097 | 5.0417 | 5.019 | 4.9313 | 5.9158 | 5.6318 | 4.5661
| HP - Ducted < 4.5 stars (< 3) | 6.5774 | 6.3714 | 5.0034 | 4.9807 | 4.8931 | 5.8775 | 5.5935 | 4.5278
0 | HP - Ducted < 6 stars (< 3.75) | 6.52 | 6.314 | 4.9459 | 4.9232 | 4.8356 | 5.82 | 5.5361 | 4.4704
| HP - Ducted ≥ 6 stars (≥ 3.75) | 6.4626 | 6.2566 | 4.8885 | 4.8658 | 4.7782 | 5.7626 | 5.4787 | 4.413
| HP - Non-Ducted < 3 stars (< 2.25) | 6.5404 | 6.3347 | 4.9631 | 4.9415 | 4.8539 | 5.8402 | 5.5559 | 4.4872
| HP - Non-Ducted < 4.5 stars (< 3) | 6.5082 | 6.3025 | 4.9309 | 4.9093 | 4.8217 | 5.8079 | 5.5237 | 4.4549
| HP - Non-Ducted < 6 stars (< 3.75) | 6.4598 | 6.2542 | 4.8826 | 4.861 | 4.7733 | 5.7596 | 5.4754 | 4.4066
| HP - Non-Ducted ≥ 6 stars (≥ 3.75) | 6.4115 | 6.2059 | 4.8343 | 4.8127 | 4.725 | 5.7113 | 5.4271 | 4.3583
| Other or None Specified | 6.6157 | 6.4097 | 5.0417 | 5.019 | 4.9313 | 5.9158 | 5.6318 | 4.5661
Other or None Specified | Evaporative | 3.497 | 3.0965 | 1.9058 | 1.795 | 1.8044 | 2.6006 | 2.3422 | 1.3945
| HP - Ducted < 3 stars (< 2.25) | 3.8092 | 3.4088 | 2.2205 | 2.1176 | 2.12 | 2.9181 | 2.665 | 1.7241
| HP - Ducted < 4.5 stars (< 3) | 3.7709 | 3.3705 | 2.1823 | 2.0793 | 2.0817 | 2.8798 | 2.6267 | 1.6858
0 | HP - Ducted < 6 stars (< 3.75) | 3.7135 | 3.3131 | 2.1248 | 2.0218 | 2.0243 | 2.8224 | 2.5693 | 1.6284
| HP - Ducted ≥ 6 stars (≥ 3.75) | 3.656 | 3.2557 | 2.0674 | 1.9644 | 1.9668 | 2.765 | 2.5119 | 1.5709
| HP - Non-Ducted < 3 stars (< 2.25) | 3.7467 | 3.3455 | 2.1566 | 2.0529 | 2.0567 | 2.8531 | 2.5999 | 1.6554
| HP - Non-Ducted < 4.5 stars (< 3) | 3.7144 | 3.3133 | 2.1244 | 2.0206 | 2.0245 | 2.8208 | 2.5677 | 1.6231
| HP - Non-Ducted < 6 stars (< 3.75) | 3.6661 | 3.265 | 2.076 | 1.9723 | 1.9762 | 2.7725 | 2.5194 | 1.5748
| HP - Non-Ducted ≥ 6 stars (≥ 3.75) | 3.6178 | 3.2166 | 2.0277 | 1.924 | 1.9279 | 2.7242 | 2.471 | 1.5265
| Other or None Specified | 3.8092 | 3.4088 | 2.2205 | 2.1176 | 2.12 | 2.9181 | 2.665 | 1.7241
Swimming Pool Pump
| Star | MJ PV/1000L | kW PV/1000L | kW PV / 40,000
| 1 | 249.5263 | 0.048302 | 1.9321 |  | Note: For Option 2 Need to select a base case (eg, 5 Stars)
| 1.5 | 210.7152 | 0.040789 | 1.6316 |  | Requirement = difference between 5 stars and selected star rating
| 2 | 183.1782 | 0.035458 | 1.4183
| 2.5 | 161.8189 | 0.031324 | 1.253
| 3 | 144.367 | 0.027946 | 1.1178
| 3.5 | 129.6117 | 0.025089 | 1.0036
| 4 | 116.83 | 0.022615 | 0.90461
| 4.5 | 105.5558 | 0.020433 | 0.81731
| 5 | 95.4707 | 0.018481 | 0.73922
| 5.5 | 86.3476 | 0.016715 | 0.66858
| 6 | 78.0189 | 0.015102 | 0.6041
| 6.5 | 70.3572 | 0.013619 | 0.54477
| 7 | 63.2636 | 0.012246 | 0.48985
| 7.5 | 56.6595 | 0.010968 | 0.43871
| 8 | 50.4819 | 0.009772 | 0.39088
| 8.5 | 44.6789 | 0.0086486 | 0.34595
| 9 | 39.2077 | 0.0075896 | 0.30358
| 9.5 | 34.0324 | 0.0065878 | 0.26351
| 10 | 29.1226 | 0.0056374 | 0.22549
| Spa Pump |  |  |  |  | Note: For Option 2 Need to select a base case (eg, 50% of ZNSC)
| Star | MJ PV/100 L | kW PV/100L | kW PV/4000L |  | Requirement = % * Reuirement for ZNSC
| Any | 296.0152 | 0.057301 | 2.292

## 7-TAS (hidden)
NCC Climate Zone |  | 7 | GAS HEATING TYPES |  |  |  |  | State | TAS
Col 1 | Col 2 | Col 3 | Col 4 | Col 5 | Col 6 | Col 7 | Col 8 | Col 9 | Col 10
Main Type of Heater | Main type of Cooler | Electric Storage (peak) | Electric Storage (off peak) | Heat Pump (Standard) | Heat Pump (off-peak) | Solar electric (Standard) | Gas storage | Gas Instantaneous | Solar Gas
Gas - Ducted | Evaporative | 9.4376 | 8.7796 | 7.3572 | 7.1884 | 7.8507 | 10.5399 | 9.7531 | 7.389
(includes Hydronic) | HP - Ducted < 3 stars (< 2.25) | 9.4554 | 8.7974 | 7.3764 | 7.2075 | 7.869 | 10.5565 | 9.77 | 7.4079
< 3Stars | HP - Ducted < 4.5 stars (< 3) | 9.4528 | 8.7948 | 7.3738 | 7.2049 | 7.8664 | 10.5539 | 9.7674 | 7.4053
0 | HP - Ducted < 6 stars (< 3.75) | 9.4489 | 8.7909 | 7.3699 | 7.201 | 7.8625 | 10.55 | 9.7635 | 7.4014
| HP - Ducted ≥ 6 stars (≥ 3.75) | 9.445 | 8.787 | 7.366 | 7.1971 | 7.8586 | 10.5461 | 9.7596 | 7.3975
| HP - Non-Ducted < 3 stars (< 2.25) | 9.4512 | 8.7942 | 7.3723 | 7.2036 | 7.8654 | 10.5538 | 9.7673 | 7.4041
| HP - Non-Ducted < 4.5 stars (< 3) | 9.449 | 8.792 | 7.3702 | 7.2014 | 7.8633 | 10.5517 | 9.7651 | 7.4019
| HP - Non-Ducted < 6 stars (< 3.75) | 9.4458 | 8.7887 | 7.3669 | 7.1982 | 7.86 | 10.5484 | 9.7618 | 7.3987
| HP - Non-Ducted ≥ 6 stars (≥ 3.75) | 9.4425 | 8.7855 | 7.3637 | 7.195 | 7.8568 | 10.5452 | 9.7586 | 7.3954
| Other or None Specified | 9.4554 | 8.7974 | 7.3764 | 7.2075 | 7.869 | 10.5565 | 9.77 | 7.4079
Gas - Ducted | Evaporative | 8.9897 | 8.3317 | 6.9093 | 6.7405 | 7.4028 | 10.092 | 9.3052 | 6.9411
(includes Hydronic) | HP - Ducted < 3 stars (< 2.25) | 9.0075 | 8.3495 | 6.9285 | 6.7596 | 7.421 | 10.1086 | 9.3221 | 6.96
< 4.5Stars | HP - Ducted < 4.5 stars (< 3) | 9.0049 | 8.3469 | 6.9259 | 6.757 | 7.4185 | 10.106 | 9.3195 | 6.9574
0 | HP - Ducted < 6 stars (< 3.75) | 9.001 | 8.343 | 6.922 | 6.7531 | 7.4146 | 10.1021 | 9.3156 | 6.9535
| HP - Ducted ≥ 6 stars (≥ 3.75) | 8.9971 | 8.3391 | 6.9181 | 6.7492 | 7.4107 | 10.0982 | 9.3117 | 6.9496
| HP - Non-Ducted < 3 stars (< 2.25) | 9.0033 | 8.3463 | 6.9244 | 6.7557 | 7.4175 | 10.1059 | 9.3194 | 6.9562
| HP - Non-Ducted < 4.5 stars (< 3) | 9.0011 | 8.3441 | 6.9223 | 6.7535 | 7.4154 | 10.1038 | 9.3172 | 6.954
| HP - Non-Ducted < 6 stars (< 3.75) | 8.9979 | 8.3408 | 6.919 | 6.7503 | 7.4121 | 10.1005 | 9.3139 | 6.9508
| HP - Non-Ducted ≥ 6 stars (≥ 3.75) | 8.9946 | 8.3376 | 6.9158 | 6.7471 | 7.4089 | 10.0973 | 9.3107 | 6.9475
| Other or None Specified | 9.0075 | 8.3495 | 6.9285 | 6.7596 | 7.421 | 10.1086 | 9.3221 | 6.96
Gas - Ducted | Evaporative | 8.3178 | 7.6599 | 6.2375 | 6.0687 | 6.7309 | 9.4202 | 8.6333 | 6.2692
(includes Hydronic) | HP - Ducted < 3 stars (< 2.25) | 8.3356 | 7.6777 | 6.2566 | 6.0877 | 6.7492 | 9.4367 | 8.6503 | 6.2881
< 6Stars | HP - Ducted < 4.5 stars (< 3) | 8.333 | 7.6751 | 6.254 | 6.0851 | 6.7466 | 9.4341 | 8.6477 | 6.2855
0 | HP - Ducted < 6 stars (< 3.75) | 8.3291 | 7.6712 | 6.2501 | 6.0812 | 6.7427 | 9.4302 | 8.6438 | 6.2816
| HP - Ducted ≥ 6 stars (≥ 3.75) | 8.3252 | 7.6673 | 6.2462 | 6.0773 | 6.7388 | 9.4263 | 8.6399 | 6.2777
| HP - Non-Ducted < 3 stars (< 2.25) | 8.3314 | 7.6744 | 6.2526 | 6.0839 | 6.7457 | 9.4341 | 8.6475 | 6.2843
| HP - Non-Ducted < 4.5 stars (< 3) | 8.3293 | 7.6722 | 6.2504 | 6.0817 | 6.7435 | 9.4319 | 8.6453 | 6.2822
| HP - Non-Ducted < 6 stars (< 3.75) | 8.326 | 7.669 | 6.2472 | 6.0784 | 6.7403 | 9.4287 | 8.6421 | 6.2789
| HP - Non-Ducted ≥ 6 stars (≥ 3.75) | 8.3228 | 7.6657 | 6.2439 | 6.0752 | 6.737 | 9.4254 | 8.6388 | 6.2757
| Other or None Specified | 8.3356 | 7.6777 | 6.2566 | 6.0877 | 6.7492 | 9.4367 | 8.6503 | 6.2881
Gas - Ducted | Evaporative | 7.646 | 6.988 | 5.5656 | 5.3968 | 6.0591 | 8.7483 | 7.9615 | 5.5974
(includes Hydronic) | HP - Ducted < 3 stars (< 2.25) | 7.6638 | 7.0058 | 5.5848 | 5.4158 | 6.0773 | 8.7648 | 7.9784 | 5.6162
≥ 6Stars | HP - Ducted < 4.5 stars (< 3) | 7.6612 | 7.0032 | 5.5822 | 5.4133 | 6.0747 | 8.7623 | 7.9758 | 5.6136
0 | HP - Ducted < 6 stars (< 3.75) | 7.6573 | 6.9993 | 5.5783 | 5.4094 | 6.0708 | 8.7584 | 7.9719 | 5.6098
| HP - Ducted ≥ 6 stars (≥ 3.75) | 7.6534 | 6.9954 | 5.5744 | 5.4055 | 6.067 | 8.7545 | 7.968 | 5.6059
| HP - Non-Ducted < 3 stars (< 2.25) | 7.6596 | 7.0025 | 5.5807 | 5.412 | 6.0738 | 8.7622 | 7.9756 | 5.6125
| HP - Non-Ducted < 4.5 stars (< 3) | 7.6574 | 7.0004 | 5.5785 | 5.4098 | 6.0717 | 8.7601 | 7.9735 | 5.6103
| HP - Non-Ducted < 6 stars (< 3.75) | 7.6542 | 6.9971 | 5.5753 | 5.4066 | 6.0684 | 8.7568 | 7.9702 | 5.6071
| HP - Non-Ducted ≥ 6 stars (≥ 3.75) | 7.6509 | 6.9939 | 5.5721 | 5.4033 | 6.0652 | 8.7536 | 7.967 | 5.6038
| Other or None Specified | 7.6638 | 7.0058 | 5.5848 | 5.4158 | 6.0773 | 8.7648 | 7.9784 | 5.6162
Gas - Non Ducted | Evaporative | 8.0833 | 7.3783 | 5.9662 | 5.7871 | 6.4595 | 9.1385 | 8.3515 | 5.9865
| HP - Ducted < 3 stars (< 2.25) | 8.1023 | 7.3971 | 5.9866 | 5.8072 | 6.4788 | 9.156 | 8.3695 | 6.0063
< 3Stars | HP - Ducted < 4.5 stars (< 3) | 8.0997 | 7.3945 | 5.984 | 5.8046 | 6.4762 | 9.1534 | 8.3669 | 6.0037
0 | HP - Ducted < 6 stars (< 3.75) | 8.0958 | 7.3906 | 5.9801 | 5.8007 | 6.4723 | 9.1495 | 8.363 | 5.9999
| HP - Ducted ≥ 6 stars (≥ 3.75) | 8.0919 | 7.3867 | 5.9762 | 5.7968 | 6.4684 | 9.1456 | 8.3591 | 5.996
| HP - Non-Ducted < 3 stars (< 2.25) | 8.098 | 7.3933 | 5.9822 | 5.8029 | 6.4747 | 9.1528 | 8.3661 | 6.0021
| HP - Non-Ducted < 4.5 stars (< 3) | 8.0959 | 7.3912 | 5.9801 | 5.8007 | 6.4725 | 9.1507 | 8.364 | 5.9999
| HP - Non-Ducted < 6 stars (< 3.75) | 8.0926 | 7.3879 | 5.9768 | 5.7975 | 6.4693 | 9.1474 | 8.3607 | 5.9967
| HP - Non-Ducted ≥ 6 stars (≥ 3.75) | 8.0894 | 7.3847 | 5.9736 | 5.7942 | 6.4661 | 9.1442 | 8.3575 | 5.9934
| Other or None Specified | 8.1023 | 7.3971 | 5.9866 | 5.8072 | 6.4788 | 9.156 | 8.3695 | 6.0063
Gas - Non Ducted | Evaporative | 7.7489 | 7.0439 | 5.6317 | 5.4527 | 6.125 | 8.8041 | 8.0171 | 5.6521
| HP - Ducted < 3 stars (< 2.25) | 7.7679 | 7.0627 | 5.6521 | 5.4728 | 6.1444 | 8.8216 | 8.0351 | 5.6719
< 4.5Stars | HP - Ducted < 4.5 stars (< 3) | 7.7653 | 7.0601 | 5.6496 | 5.4702 | 6.1418 | 8.819 | 8.0325 | 5.6693
0 | HP - Ducted < 6 stars (< 3.75) | 7.7614 | 7.0562 | 5.6457 | 5.4663 | 6.1379 | 8.8151 | 8.0286 | 5.6654
| HP - Ducted ≥ 6 stars (≥ 3.75) | 7.7575 | 7.0523 | 5.6418 | 5.4624 | 6.134 | 8.8112 | 8.0247 | 5.6615
| HP - Non-Ducted < 3 stars (< 2.25) | 7.7636 | 7.0589 | 5.6478 | 5.4685 | 6.1403 | 8.8184 | 8.0317 | 5.6677
| HP - Non-Ducted < 4.5 stars (< 3) | 7.7615 | 7.0568 | 5.6457 | 5.4663 | 6.1381 | 8.8163 | 8.0296 | 5.6655
| HP - Non-Ducted < 6 stars (< 3.75) | 7.7582 | 7.0535 | 5.6424 | 5.4631 | 6.1349 | 8.813 | 8.0263 | 5.6623
| HP - Non-Ducted ≥ 6 stars (≥ 3.75) | 7.755 | 7.0503 | 5.6392 | 5.4598 | 6.1316 | 8.8098 | 8.0231 | 5.659
| Other or None Specified | 7.7679 | 7.0627 | 5.6521 | 5.4728 | 6.1444 | 8.8216 | 8.0351 | 5.6719
Gas - Non Ducted | Evaporative | 7.2473 | 6.5423 | 5.1301 | 4.9511 | 5.6234 | 8.3025 | 7.5154 | 5.1505
| HP - Ducted < 3 stars (< 2.25) | 7.2662 | 6.5611 | 5.1505 | 4.9712 | 5.6428 | 8.3199 | 7.5335 | 5.1703
< 6Stars | HP - Ducted < 4.5 stars (< 3) | 7.2636 | 6.5585 | 5.1479 | 4.9686 | 5.6402 | 8.3174 | 7.5309 | 5.1677
0 | HP - Ducted < 6 stars (< 3.75) | 7.2597 | 6.5546 | 5.144 | 4.9647 | 5.6363 | 8.3135 | 7.527 | 5.1638
| HP - Ducted ≥ 6 stars (≥ 3.75) | 7.2559 | 6.5507 | 5.1401 | 4.9608 | 5.6324 | 8.3096 | 7.5231 | 5.1599
| HP - Non-Ducted < 3 stars (< 2.25) | 7.262 | 6.5573 | 5.1462 | 4.9669 | 5.6387 | 8.3168 | 7.5301 | 5.1661
| HP - Non-Ducted < 4.5 stars (< 3) | 7.2598 | 6.5552 | 5.1441 | 4.9647 | 5.6365 | 8.3147 | 7.528 | 5.1639
| HP - Non-Ducted < 6 stars (< 3.75) | 7.2566 | 6.5519 | 5.1408 | 4.9614 | 5.6333 | 8.3114 | 7.5247 | 5.1607
| HP - Non-Ducted ≥ 6 stars (≥ 3.75) | 7.2534 | 6.5487 | 5.1376 | 4.9582 | 5.63 | 8.3082 | 7.5215 | 5.1574
| Other or None Specified | 7.2662 | 6.5611 | 5.1505 | 4.9712 | 5.6428 | 8.3199 | 7.5335 | 5.1703
Gas - Non Ducted | Evaporative | 6.7457 | 6.0407 | 4.6285 | 4.4495 | 5.1218 | 7.8008 | 7.0138 | 4.6488
| HP - Ducted < 3 stars (< 2.25) | 6.7646 | 6.0595 | 4.6489 | 4.4696 | 5.1412 | 7.8183 | 7.0318 | 4.6687
≥ 6Stars | HP - Ducted < 4.5 stars (< 3) | 6.762 | 6.0569 | 4.6463 | 4.467 | 5.1386 | 7.8157 | 7.0292 | 4.6661
0 | HP - Ducted < 6 stars (< 3.75) | 6.7581 | 6.053 | 4.6424 | 4.4631 | 5.1347 | 7.8118 | 7.0254 | 4.6622
| HP - Ducted ≥ 6 stars (≥ 3.75) | 6.7542 | 6.0491 | 4.6385 | 4.4592 | 5.1308 | 7.8079 | 7.0215 | 4.6583
| HP - Non-Ducted < 3 stars (< 2.25) | 6.7604 | 6.0557 | 4.6446 | 4.4652 | 5.1371 | 7.8152 | 7.0285 | 4.6644
| HP - Non-Ducted < 4.5 stars (< 3) | 6.7582 | 6.0535 | 4.6424 | 4.4631 | 5.1349 | 7.813 | 7.0263 | 4.6623
| HP - Non-Ducted < 6 stars (< 3.75) | 6.755 | 6.0503 | 4.6392 | 4.4598 | 5.1317 | 7.8098 | 7.0231 | 4.659
| HP - Non-Ducted ≥ 6 stars (≥ 3.75) | 6.7517 | 6.047 | 4.6359 | 4.4566 | 5.1284 | 7.8066 | 7.0199 | 4.6558
| Other or None Specified | 6.7646 | 6.0595 | 4.6489 | 4.4696 | 5.1412 | 7.8183 | 7.0318 | 4.6687
NCC Climate Zone |  | 7 | HEAT PUMP HEATING TYPES |  |  |  |  | State | TAS
Col 1 | Col 2 | Col 3 | Col 4 | Col 5 | Col 6 | Col 7 | Col 8 | Col 9 | Col 10
Main Type of Heater | Main type of Cooler | Electric Storage (peak) | Electric Storage (off peak) | Heat Pump (Standard) | Heat Pump (off-peak) | Solar electric (Standard) | Gas storage | Gas Instantaneous | Solar Gas
Heat Pump - Ducted | Evaporative | 4.75 | 3.8495 | 2.624 | 2.3578 | 3.0745 | 5.543 | 4.7786 | 2.5383
| HP - Ducted < 3 stars (< 2.25) | 4.7704 | 3.8708 | 2.6449 | 2.3796 | 3.0956 | 5.5629 | 4.7992 | 2.5599
< 3 Stars (< 2.25) | HP - Ducted < 4.5 stars (< 3) | 4.7678 | 3.8682 | 2.6423 | 2.377 | 3.093 | 5.5603 | 4.7966 | 2.5573
0 | HP - Ducted < 6 stars (< 3.75) | 4.7639 | 3.8644 | 2.6384 | 2.3731 | 3.0891 | 5.5564 | 4.7927 | 2.5534
| HP - Ducted ≥ 6 stars (≥ 3.75) | 4.76 | 3.8605 | 2.6345 | 2.3692 | 3.0852 | 5.5525 | 4.7888 | 2.5495
| HP - Non-Ducted < 3 stars (< 2.25) | 4.7663 | 3.8665 | 2.6407 | 2.3752 | 3.0913 | 5.5586 | 4.7949 | 2.5555
| HP - Non-Ducted < 4.5 stars (< 3) | 4.7642 | 3.8643 | 2.6385 | 2.373 | 3.0892 | 5.5564 | 4.7927 | 2.5534
| HP - Non-Ducted < 6 stars (< 3.75) | 4.7609 | 3.8611 | 2.6352 | 2.3698 | 3.0859 | 5.5531 | 4.7895 | 2.5501
| HP - Non-Ducted ≥ 6 stars (≥ 3.75) | 4.7577 | 3.8578 | 2.632 | 2.3665 | 3.0827 | 5.5499 | 4.7862 | 2.5469
| Other or None Specified | 4.7704 | 3.8708 | 2.6449 | 2.3796 | 3.0956 | 5.5629 | 4.7992 | 2.5599
Heat Pump - Ducted | Evaporative | 4.5954 | 3.6949 | 2.4694 | 2.2032 | 2.9199 | 5.3884 | 4.624 | 2.3837
| HP - Ducted < 3 stars (< 2.25) | 4.6158 | 3.7162 | 2.4902 | 2.2249 | 2.9409 | 5.4083 | 4.6446 | 2.4053
< 4.5 Stars (< 3.0) | HP - Ducted < 4.5 stars (< 3) | 4.6132 | 3.7136 | 2.4876 | 2.2223 | 2.9383 | 5.4057 | 4.642 | 2.4027
0 | HP - Ducted < 6 stars (< 3.75) | 4.6093 | 3.7097 | 2.4838 | 2.2185 | 2.9345 | 5.4018 | 4.6381 | 2.3988
| HP - Ducted ≥ 6 stars (≥ 3.75) | 4.6054 | 3.7059 | 2.4799 | 2.2146 | 2.9306 | 5.3979 | 4.6342 | 2.3949
| HP - Non-Ducted < 3 stars (< 2.25) | 4.6117 | 3.7119 | 2.486 | 2.2206 | 2.9367 | 5.4039 | 4.6403 | 2.4009
| HP - Non-Ducted < 4.5 stars (< 3) | 4.6096 | 3.7097 | 2.4839 | 2.2184 | 2.9346 | 5.4018 | 4.6381 | 2.3988
| HP - Non-Ducted < 6 stars (< 3.75) | 4.6063 | 3.7065 | 2.4806 | 2.2151 | 2.9313 | 5.3985 | 4.6349 | 2.3955
| HP - Non-Ducted ≥ 6 stars (≥ 3.75) | 4.6031 | 3.7032 | 2.4774 | 2.2119 | 2.9281 | 5.3953 | 4.6316 | 2.3923
| Other or None Specified | 4.6158 | 3.7162 | 2.4902 | 2.2249 | 2.9409 | 5.4083 | 4.6446 | 2.4053
Heat Pump - Ducted | Evaporative | 4.3635 | 3.463 | 2.2375 | 1.9713 | 2.688 | 5.1565 | 4.3921 | 2.1518
| HP - Ducted < 3 stars (< 2.25) | 4.3839 | 3.4843 | 2.2583 | 1.993 | 2.709 | 5.1763 | 4.4127 | 2.1734
< 6 Stars (< 3.75) | HP - Ducted < 4.5 stars (< 3) | 4.3813 | 3.4817 | 2.2557 | 1.9904 | 2.7064 | 5.1737 | 4.4101 | 2.1708
0 | HP - Ducted < 6 stars (< 3.75) | 4.3774 | 3.4778 | 2.2518 | 1.9865 | 2.7025 | 5.1699 | 4.4062 | 2.1669
| HP - Ducted ≥ 6 stars (≥ 3.75) | 4.3735 | 3.4739 | 2.2479 | 1.9826 | 2.6986 | 5.166 | 4.4023 | 2.163
| HP - Non-Ducted < 3 stars (< 2.25) | 4.3798 | 3.48 | 2.2541 | 1.9886 | 2.7048 | 5.172 | 4.4084 | 2.169
| HP - Non-Ducted < 4.5 stars (< 3) | 4.3776 | 3.4778 | 2.252 | 1.9865 | 2.7026 | 5.1699 | 4.4062 | 2.1669
| HP - Non-Ducted < 6 stars (< 3.75) | 4.3744 | 3.4746 | 2.2487 | 1.9832 | 2.6994 | 5.1666 | 4.403 | 2.1636
| HP - Non-Ducted ≥ 6 stars (≥ 3.75) | 4.3712 | 3.4713 | 2.2455 | 1.98 | 2.6962 | 5.1634 | 4.3997 | 2.1604
| Other or None Specified | 4.3839 | 3.4843 | 2.2583 | 1.993 | 2.709 | 5.1763 | 4.4127 | 2.1734
Heat Pump - Ducted | Evaporative | 4.1316 | 3.2311 | 2.0056 | 1.7394 | 2.4561 | 4.9246 | 4.1602 | 1.9199
| HP - Ducted < 3 stars (< 2.25) | 4.152 | 3.2524 | 2.0264 | 1.7611 | 2.4771 | 4.9444 | 4.1807 | 1.9414
≥ 6 Stars (≥ 3.75) | HP - Ducted < 4.5 stars (< 3) | 4.1494 | 3.2498 | 2.0238 | 1.7585 | 2.4745 | 4.9418 | 4.1782 | 1.9388
0 | HP - Ducted < 6 stars (< 3.75) | 4.1455 | 3.2459 | 2.0199 | 1.7546 | 2.4706 | 4.9379 | 4.1743 | 1.935
| HP - Ducted ≥ 6 stars (≥ 3.75) | 4.1416 | 3.242 | 2.016 | 1.7507 | 2.4667 | 4.934 | 4.1704 | 1.9311
| HP - Non-Ducted < 3 stars (< 2.25) | 4.1479 | 3.2481 | 2.0222 | 1.7567 | 2.4729 | 4.9401 | 4.1764 | 1.9371
| HP - Non-Ducted < 4.5 stars (< 3) | 4.1457 | 3.2459 | 2.0201 | 1.7546 | 2.4707 | 4.938 | 4.1743 | 1.9349
| HP - Non-Ducted < 6 stars (< 3.75) | 4.1425 | 3.2427 | 2.0168 | 1.7513 | 2.4675 | 4.9347 | 4.171 | 1.9317
| HP - Non-Ducted ≥ 6 stars (≥ 3.75) | 4.1392 | 3.2394 | 2.0136 | 1.7481 | 2.4642 | 4.9315 | 4.1678 | 1.9284
| Other or None Specified | 4.152 | 3.2524 | 2.0264 | 1.7611 | 2.4771 | 4.9444 | 4.1807 | 1.9414
Heat Pump - Non Ducted | Evaporative | 4.4857 | 3.5722 | 2.3648 | 2.0924 | 2.8079 | 5.2652 | 4.5009 | 2.2684
| HP - Ducted < 3 stars (< 2.25) | 4.5064 | 3.5938 | 2.3859 | 2.1135 | 2.8284 | 5.2854 | 4.5218 | 2.2903
< 3 Stars (< 2.25) | HP - Ducted < 4.5 stars (< 3) | 4.5038 | 3.5912 | 2.3833 | 2.1109 | 2.8258 | 5.2828 | 4.5192 | 2.2877
0 | HP - Ducted < 6 stars (< 3.75) | 4.4999 | 3.5873 | 2.3794 | 2.107 | 2.8219 | 5.2789 | 4.5153 | 2.2838
| HP - Ducted ≥ 6 stars (≥ 3.75) | 4.496 | 3.5834 | 2.3755 | 2.1031 | 2.818 | 5.275 | 4.5114 | 2.2799
| HP - Non-Ducted < 3 stars (< 2.25) | 4.5022 | 3.5895 | 2.3816 | 2.1092 | 2.8243 | 5.281 | 4.5174 | 2.2859
| HP - Non-Ducted < 4.5 stars (< 3) | 4.5001 | 3.5873 | 2.3795 | 2.107 | 2.8221 | 5.2789 | 4.5153 | 2.2837
| HP - Non-Ducted < 6 stars (< 3.75) | 4.4968 | 3.584 | 2.3762 | 2.1038 | 2.8188 | 5.2756 | 4.512 | 2.2804
| HP - Non-Ducted ≥ 6 stars (≥ 3.75) | 4.4936 | 3.5808 | 2.373 | 2.1006 | 2.8156 | 5.2724 | 4.5088 | 2.2772
| Other or None Specified | 4.5064 | 3.5938 | 2.3859 | 2.1135 | 2.8284 | 5.2854 | 4.5218 | 2.2903
Heat Pump - Non Ducted | Evaporative | 4.3559 | 3.4424 | 2.235 | 1.9626 | 2.6781 | 5.1354 | 4.3711 | 2.1386
| HP - Ducted < 3 stars (< 2.25) | 4.3766 | 3.464 | 2.2561 | 1.9837 | 2.6986 | 5.1556 | 4.392 | 2.1605
< 4.5 Stars (< 3.0) | HP - Ducted < 4.5 stars (< 3) | 4.374 | 3.4614 | 2.2535 | 1.9811 | 2.696 | 5.153 | 4.3894 | 2.1579
0 | HP - Ducted < 6 stars (< 3.75) | 4.3701 | 3.4575 | 2.2497 | 1.9772 | 2.6921 | 5.1491 | 4.3855 | 2.154
| HP - Ducted ≥ 6 stars (≥ 3.75) | 4.3662 | 3.4536 | 2.2458 | 1.9733 | 2.6882 | 5.1452 | 4.3816 | 2.1501
| HP - Non-Ducted < 3 stars (< 2.25) | 4.3724 | 3.4597 | 2.2519 | 1.9794 | 2.6945 | 5.1512 | 4.3876 | 2.1561
| HP - Non-Ducted < 4.5 stars (< 3) | 4.3703 | 3.4575 | 2.2497 | 1.9773 | 2.6923 | 5.1491 | 4.3855 | 2.1539
| HP - Non-Ducted < 6 stars (< 3.75) | 4.367 | 3.4543 | 2.2465 | 1.974 | 2.6891 | 5.1458 | 4.3822 | 2.1507
| HP - Non-Ducted ≥ 6 stars (≥ 3.75) | 4.3638 | 3.451 | 2.2432 | 1.9708 | 2.6858 | 5.1426 | 4.379 | 2.1474
| Other or None Specified | 4.3766 | 3.464 | 2.2561 | 1.9837 | 2.6986 | 5.1556 | 4.392 | 2.1605
Heat Pump - Non Ducted | Evaporative | 4.1612 | 3.2477 | 2.0403 | 1.768 | 2.4834 | 4.9407 | 4.1764 | 1.9439
| HP - Ducted < 3 stars (< 2.25) | 4.1819 | 3.2693 | 2.0615 | 1.789 | 2.5039 | 4.9609 | 4.1973 | 1.9658
< 6 Stars (< 3.75) | HP - Ducted < 4.5 stars (< 3) | 4.1793 | 3.2668 | 2.0589 | 1.7864 | 2.5013 | 4.9583 | 4.1947 | 1.9632
0 | HP - Ducted < 6 stars (< 3.75) | 4.1754 | 3.2629 | 2.055 | 1.7825 | 2.4974 | 4.9544 | 4.1908 | 1.9593
| HP - Ducted ≥ 6 stars (≥ 3.75) | 4.1715 | 3.259 | 2.0511 | 1.7786 | 2.4935 | 4.9505 | 4.1869 | 1.9554
| HP - Non-Ducted < 3 stars (< 2.25) | 4.1778 | 3.265 | 2.0572 | 1.7847 | 2.4998 | 4.9566 | 4.193 | 1.9614
| HP - Non-Ducted < 4.5 stars (< 3) | 4.1756 | 3.2628 | 2.055 | 1.7826 | 2.4976 | 4.9544 | 4.1908 | 1.9592
| HP - Non-Ducted < 6 stars (< 3.75) | 4.1724 | 3.2596 | 2.0518 | 1.7793 | 2.4944 | 4.9512 | 4.1876 | 1.956
| HP - Non-Ducted ≥ 6 stars (≥ 3.75) | 4.1691 | 3.2563 | 2.0485 | 1.7761 | 2.4911 | 4.9479 | 4.1843 | 1.9527
| Other or None Specified | 4.1819 | 3.2693 | 2.0615 | 1.789 | 2.5039 | 4.9609 | 4.1973 | 1.9658
Heat Pump - Non Ducted | Evaporative | 3.9666 | 3.053 | 1.8457 | 1.5733 | 2.2887 | 4.746 | 3.9817 | 1.7492
| HP - Ducted < 3 stars (< 2.25) | 3.9872 | 3.0747 | 1.8668 | 1.5943 | 2.3092 | 4.7662 | 4.0026 | 1.7711
≥ 6 Stars (≥ 3.75) | HP - Ducted < 4.5 stars (< 3) | 3.9846 | 3.0721 | 1.8642 | 1.5917 | 2.3066 | 4.7636 | 4 | 1.7685
0 | HP - Ducted < 6 stars (< 3.75) | 3.9807 | 3.0682 | 1.8603 | 1.5878 | 2.3027 | 4.7597 | 3.9962 | 1.7646
| HP - Ducted ≥ 6 stars (≥ 3.75) | 3.9768 | 3.0643 | 1.8564 | 1.5839 | 2.2988 | 4.7558 | 3.9923 | 1.7607
| HP - Non-Ducted < 3 stars (< 2.25) | 3.9831 | 3.0703 | 1.8625 | 1.5901 | 2.3051 | 4.7619 | 3.9983 | 1.7667
| HP - Non-Ducted < 4.5 stars (< 3) | 3.9809 | 3.0681 | 1.8603 | 1.5879 | 2.3029 | 4.7597 | 3.9961 | 1.7645
| HP - Non-Ducted < 6 stars (< 3.75) | 3.9777 | 3.0649 | 1.8571 | 1.5847 | 2.2997 | 4.7565 | 3.9929 | 1.7613
| HP - Non-Ducted ≥ 6 stars (≥ 3.75) | 3.9744 | 3.0617 | 1.8538 | 1.5814 | 2.2965 | 4.7532 | 3.9896 | 1.7581
| Other or None Specified | 3.9872 | 3.0747 | 1.8668 | 1.5943 | 2.3092 | 4.7662 | 4.0026 | 1.7711
NCC Climate Zone |  | 7 | OTHER HEATING TYPES |  |  |  |  | State | TAS
Col 1 | Col 2 | Col 3 | Col 4 | Col 5 | Col 6 | Col 7 | Col 8 | Col 9 | Col 10
Main Type of Heater | Main type of Cooler | Electric Storage (peak) | Electric Storage (off peak) | Heat Pump (Standard) | Heat Pump (off-peak) | Solar electric (Standard) | Gas storage | Gas Instantaneous | Solar Gas
Electric - Resistance (Panel) | Evaporative | 8.1921 | 7.4058 | 6.0811 | 5.8679 | 6.5721 | 9.09 | 8.336 | 6.0581
| HP - Ducted < 3 stars (< 2.25) | 8.2157 | 7.4294 | 6.1066 | 5.893 | 6.5965 | 9.1117 | 8.3585 | 6.0831
| HP - Ducted < 4.5 stars (< 3) | 8.2131 | 7.4268 | 6.104 | 5.8904 | 6.5939 | 9.1091 | 8.3559 | 6.0805
0 | HP - Ducted < 6 stars (< 3.75) | 8.2092 | 7.4229 | 6.1001 | 5.8865 | 6.59 | 9.1052 | 8.352 | 6.0766
| HP - Ducted ≥ 6 stars (≥ 3.75) | 8.2053 | 7.419 | 6.0962 | 5.8826 | 6.5861 | 9.1013 | 8.3481 | 6.0727
| HP - Non-Ducted < 3 stars (< 2.25) | 8.211 | 7.4245 | 6.1015 | 5.8878 | 6.5914 | 9.1071 | 8.3537 | 6.0779
| HP - Non-Ducted < 4.5 stars (< 3) | 8.2088 | 7.4223 | 6.0993 | 5.8857 | 6.5893 | 9.105 | 8.3516 | 6.0758
| HP - Non-Ducted < 6 stars (< 3.75) | 8.2056 | 7.4191 | 6.0961 | 5.8824 | 6.586 | 9.1017 | 8.3483 | 6.0725
| HP - Non-Ducted ≥ 6 stars (≥ 3.75) | 8.2023 | 7.4158 | 6.0928 | 5.8792 | 6.5828 | 9.0985 | 8.3451 | 6.0693
| Other or None Specified | 8.2157 | 7.4294 | 6.1066 | 5.893 | 6.5965 | 9.1117 | 8.3585 | 6.0831
Wood Heater | Evaporative | 5.8531 | 5.0695 | 3.7067 | 3.4967 | 4.1876 | 6.8187 | 6.0338 | 3.6908
| HP - Ducted < 3 stars (< 2.25) | 5.88 | 5.0966 | 3.735 | 3.5254 | 4.2153 | 6.8439 | 6.0599 | 3.7193
| HP - Ducted < 4.5 stars (< 3) | 5.8774 | 5.094 | 3.7324 | 3.5228 | 4.2127 | 6.8413 | 6.0573 | 3.7167
0 | HP - Ducted < 6 stars (< 3.75) | 5.8735 | 5.0901 | 3.7285 | 3.5189 | 4.2088 | 6.8375 | 6.0534 | 3.7128
| HP - Ducted ≥ 6 stars (≥ 3.75) | 5.8696 | 5.0862 | 3.7246 | 3.515 | 4.2049 | 6.8336 | 6.0495 | 3.7089
| HP - Non-Ducted < 3 stars (< 2.25) | 5.8747 | 5.0912 | 3.7296 | 3.5199 | 4.2099 | 6.8387 | 6.0545 | 3.7138
| HP - Non-Ducted < 4.5 stars (< 3) | 5.8725 | 5.089 | 3.7274 | 3.5177 | 4.2077 | 6.8365 | 6.0524 | 3.7116
| HP - Non-Ducted < 6 stars (< 3.75) | 5.8693 | 5.0858 | 3.7242 | 3.5145 | 4.2045 | 6.8333 | 6.0491 | 3.7084
| HP - Non-Ducted ≥ 6 stars (≥ 3.75) | 5.866 | 5.0825 | 3.721 | 3.5112 | 4.2012 | 6.8301 | 6.0459 | 3.7052
| Other or None Specified | 5.88 | 5.0966 | 3.735 | 3.5254 | 4.2153 | 6.8439 | 6.0599 | 3.7193
Electric - Resistance (Slab) | Evaporative | 7.7087 | 7.0042 | 5.5915 | 5.4127 | 6.0841 | 8.7647 | 7.9776 | 5.612
| HP - Ducted < 3 stars (< 2.25) | 7.7338 | 7.0291 | 5.6185 | 5.4395 | 6.11 | 8.7876 | 8.0016 | 5.6385
| HP - Ducted < 4.5 stars (< 3) | 7.7312 | 7.0265 | 5.616 | 5.4369 | 6.1074 | 8.785 | 7.999 | 5.6359
0 | HP - Ducted < 6 stars (< 3.75) | 7.7273 | 7.0226 | 5.6121 | 5.433 | 6.1035 | 8.7811 | 7.9951 | 5.632
| HP - Ducted ≥ 6 stars (≥ 3.75) | 7.7235 | 7.0187 | 5.6082 | 5.4291 | 6.0996 | 8.7772 | 7.9912 | 5.6281
| HP - Non-Ducted < 3 stars (< 2.25) | 7.7289 | 7.024 | 5.6132 | 5.4341 | 6.1047 | 8.7828 | 7.9965 | 5.6331
| HP - Non-Ducted < 4.5 stars (< 3) | 7.7267 | 7.0218 | 5.611 | 5.4319 | 6.1025 | 8.7807 | 7.9944 | 5.631
| HP - Non-Ducted < 6 stars (< 3.75) | 7.7235 | 7.0186 | 5.6078 | 5.4287 | 6.0993 | 8.7774 | 7.9911 | 5.6277
| HP - Non-Ducted ≥ 6 stars (≥ 3.75) | 7.7202 | 7.0153 | 5.6045 | 5.4254 | 6.096 | 8.7742 | 7.9879 | 5.6245
| Other or None Specified | 7.7338 | 7.0291 | 5.6185 | 5.4395 | 6.11 | 8.7876 | 8.0016 | 5.6385
Other or None Specified | Evaporative | 4.75 | 3.8495 | 2.624 | 2.3578 | 3.0745 | 5.543 | 4.7786 | 2.5383
| HP - Ducted < 3 stars (< 2.25) | 4.7704 | 3.8708 | 2.6449 | 2.3796 | 3.0956 | 5.5629 | 4.7992 | 2.5599
| HP - Ducted < 4.5 stars (< 3) | 4.7678 | 3.8682 | 2.6423 | 2.377 | 3.093 | 5.5603 | 4.7966 | 2.5573
0 | HP - Ducted < 6 stars (< 3.75) | 4.7639 | 3.8644 | 2.6384 | 2.3731 | 3.0891 | 5.5564 | 4.7927 | 2.5534
| HP - Ducted ≥ 6 stars (≥ 3.75) | 4.76 | 3.8605 | 2.6345 | 2.3692 | 3.0852 | 5.5525 | 4.7888 | 2.5495
| HP - Non-Ducted < 3 stars (< 2.25) | 4.7663 | 3.8665 | 2.6407 | 2.3752 | 3.0913 | 5.5586 | 4.7949 | 2.5555
| HP - Non-Ducted < 4.5 stars (< 3) | 4.7642 | 3.8643 | 2.6385 | 2.373 | 3.0892 | 5.5564 | 4.7927 | 2.5534
| HP - Non-Ducted < 6 stars (< 3.75) | 4.7609 | 3.8611 | 2.6352 | 2.3698 | 3.0859 | 5.5531 | 4.7895 | 2.5501
| HP - Non-Ducted ≥ 6 stars (≥ 3.75) | 4.7577 | 3.8578 | 2.632 | 2.3665 | 3.0827 | 5.5499 | 4.7862 | 2.5469
| Other or None Specified | 4.7704 | 3.8708 | 2.6449 | 2.3796 | 3.0956 | 5.5629 | 4.7992 | 2.5599
Swimming Pool Pump
| Star | MJ PV/1000L | kW PV/1000L | kW PV / 40,000
| 1 | 256.6761 | 0.061172 | 2.4469 |  | Note: For Option 2 Need to select a base case (eg, 5 Stars)
| 1.5 | 216.747 | 0.051656 | 2.0662 |  | Requirement = difference between 5 stars and selected star rating
| 2 | 188.4169 | 0.044904 | 1.7962
| 2.5 | 166.4423 | 0.039667 | 1.5867
| 3 | 148.4878 | 0.035388 | 1.4155
| 3.5 | 133.3075 | 0.03177 | 1.2708
| 4 | 120.1577 | 0.028636 | 1.1455
| 4.5 | 108.5587 | 0.025872 | 1.0349
| 5 | 98.1831 | 0.023399 | 0.93597
| 5.5 | 88.7972 | 0.021162 | 0.8465
| 6 | 80.2286 | 0.01912 | 0.76481
| 6.5 | 72.3462 | 0.017242 | 0.68967
| 7 | 65.0482 | 0.015503 | 0.6201
| 7.5 | 58.254 | 0.013883 | 0.55533
| 8 | 51.8984 | 0.012369 | 0.49474
| 8.5 | 45.9283 | 0.010946 | 0.43783
| 9 | 40.2995 | 0.0096043 | 0.38417
| 9.5 | 34.9751 | 0.0083354 | 0.33341
| 10 | 29.9238 | 0.0071316 | 0.28526
| Spa Pump |  |  |  |  | Note: For Option 2 Need to select a base case (eg, 50% of ZNSC)
| Star | MJ PV/100 L | kW PV/100L | kW PV/4000L |  | Requirement = % * Reuirement for ZNSC
| Any | 304.4598 | 0.07256 | 2.9024

## 7-ACT (hidden)
NCC Climate Zone |  | 7 | GAS HEATING TYPES |  |  |  |  | State | ACT
Col 1 | Col 2 | Col 3 | Col 4 | Col 5 | Col 6 | Col 7 | Col 8 | Col 9 | Col 10
Main Type of Heater | Main type of Cooler | Electric Storage (peak) | Electric Storage (off peak) | Heat Pump (Standard) | Heat Pump (off-peak) | Solar electric (Standard) | Gas storage | Gas Instantaneous | Solar Gas
Gas - Ducted | Evaporative | 7.4977 | 7.008 | 5.6653 | 5.5578 | 5.5595 | 8.2428 | 7.5807 | 5.2719
(includes Hydronic) | HP - Ducted < 3 stars (< 2.25) | 7.8328 | 7.3446 | 6.01 | 5.9024 | 5.9012 | 8.5743 | 7.9161 | 5.6187
< 3Stars | HP - Ducted < 4.5 stars (< 3) | 7.7901 | 7.3019 | 5.9673 | 5.8597 | 5.8585 | 8.5316 | 7.8734 | 5.576
0 | HP - Ducted < 6 stars (< 3.75) | 7.7261 | 7.2379 | 5.9033 | 5.7956 | 5.7945 | 8.4675 | 7.8093 | 5.5119
| HP - Ducted ≥ 6 stars (≥ 3.75) | 7.6621 | 7.1739 | 5.8392 | 5.7316 | 5.7305 | 8.4035 | 7.7453 | 5.4479
| HP - Non-Ducted < 3 stars (< 2.25) | 7.7655 | 7.2764 | 5.941 | 5.8332 | 5.8327 | 8.5063 | 7.8478 | 5.5492
| HP - Non-Ducted < 4.5 stars (< 3) | 7.7304 | 7.2413 | 5.9058 | 5.7981 | 5.7975 | 8.4711 | 7.8126 | 5.514
| HP - Non-Ducted < 6 stars (< 3.75) | 7.6777 | 7.1886 | 5.8531 | 5.7454 | 5.7448 | 8.4185 | 7.76 | 5.4613
| HP - Non-Ducted ≥ 6 stars (≥ 3.75) | 7.625 | 7.1359 | 5.8005 | 5.6927 | 5.6922 | 8.3658 | 7.7073 | 5.4087
| Other or None Specified | 7.8328 | 7.3446 | 6.01 | 5.9024 | 5.9012 | 8.5743 | 7.9161 | 5.6187
Gas - Ducted | Evaporative | 7.0183 | 6.5286 | 5.186 | 5.0784 | 5.0801 | 7.7634 | 7.1014 | 4.7926
(includes Hydronic) | HP - Ducted < 3 stars (< 2.25) | 7.3535 | 6.8653 | 5.5306 | 5.423 | 5.4219 | 8.0949 | 7.4367 | 5.1393
< 4.5Stars | HP - Ducted < 4.5 stars (< 3) | 7.3108 | 6.8226 | 5.4879 | 5.3803 | 5.3792 | 8.0522 | 7.394 | 5.0966
0 | HP - Ducted < 6 stars (< 3.75) | 7.2467 | 6.7585 | 5.4239 | 5.3163 | 5.3151 | 7.9882 | 7.33 | 5.0326
| HP - Ducted ≥ 6 stars (≥ 3.75) | 7.1827 | 6.6945 | 5.3598 | 5.2522 | 5.2511 | 7.9241 | 7.2659 | 4.9685
| HP - Non-Ducted < 3 stars (< 2.25) | 7.2862 | 6.7971 | 5.4616 | 5.3538 | 5.3533 | 8.0269 | 7.3684 | 5.0698
| HP - Non-Ducted < 4.5 stars (< 3) | 7.251 | 6.7619 | 5.4265 | 5.3187 | 5.3182 | 7.9918 | 7.3333 | 5.0347
| HP - Non-Ducted < 6 stars (< 3.75) | 7.1984 | 6.7092 | 5.3738 | 5.266 | 5.2655 | 7.9391 | 7.2806 | 4.982
| HP - Non-Ducted ≥ 6 stars (≥ 3.75) | 7.1457 | 6.6566 | 5.3211 | 5.2133 | 5.2128 | 7.8864 | 7.2279 | 4.9293
| Other or None Specified | 7.3535 | 6.8653 | 5.5306 | 5.423 | 5.4219 | 8.0949 | 7.4367 | 5.1393
Gas - Ducted | Evaporative | 6.2993 | 5.8096 | 4.4669 | 4.3593 | 4.361 | 7.0443 | 6.3823 | 4.0735
(includes Hydronic) | HP - Ducted < 3 stars (< 2.25) | 6.6344 | 6.1462 | 4.8115 | 4.7039 | 4.7028 | 7.3758 | 6.7176 | 4.4202
< 6Stars | HP - Ducted < 4.5 stars (< 3) | 6.5917 | 6.1035 | 4.7689 | 4.6612 | 4.6601 | 7.3331 | 6.6749 | 4.3775
0 | HP - Ducted < 6 stars (< 3.75) | 6.5277 | 6.0395 | 4.7048 | 4.5972 | 4.5961 | 7.2691 | 6.6109 | 4.3135
| HP - Ducted ≥ 6 stars (≥ 3.75) | 6.4636 | 5.9754 | 4.6408 | 4.5332 | 4.532 | 7.2051 | 6.5469 | 4.2495
| HP - Non-Ducted < 3 stars (< 2.25) | 6.5671 | 6.078 | 4.7425 | 4.6348 | 4.6342 | 7.3078 | 6.6493 | 4.3507
| HP - Non-Ducted < 4.5 stars (< 3) | 6.532 | 6.0429 | 4.7074 | 4.5996 | 4.5991 | 7.2727 | 6.6142 | 4.3156
| HP - Non-Ducted < 6 stars (< 3.75) | 6.4793 | 5.9902 | 4.6547 | 4.547 | 4.5464 | 7.22 | 6.5615 | 4.2629
| HP - Non-Ducted ≥ 6 stars (≥ 3.75) | 6.4266 | 5.9375 | 4.602 | 4.4943 | 4.4937 | 7.1673 | 6.5088 | 4.2102
| Other or None Specified | 6.6344 | 6.1462 | 4.8115 | 4.7039 | 4.7028 | 7.3758 | 6.7176 | 4.4202
Gas - Ducted | Evaporative | 5.5802 | 5.0905 | 3.7478 | 3.6403 | 3.642 | 6.3253 | 5.6632 | 3.3544
(includes Hydronic) | HP - Ducted < 3 stars (< 2.25) | 5.9153 | 5.4271 | 4.0925 | 3.9849 | 3.9837 | 6.6568 | 5.9986 | 3.7012
≥ 6Stars | HP - Ducted < 4.5 stars (< 3) | 5.8726 | 5.3845 | 4.0498 | 3.9422 | 3.941 | 6.6141 | 5.9559 | 3.6585
0 | HP - Ducted < 6 stars (< 3.75) | 5.8086 | 5.3204 | 3.9858 | 3.8781 | 3.877 | 6.55 | 5.8918 | 3.5944
| HP - Ducted ≥ 6 stars (≥ 3.75) | 5.7446 | 5.2564 | 3.9217 | 3.8141 | 3.813 | 6.486 | 5.8278 | 3.5304
| HP - Non-Ducted < 3 stars (< 2.25) | 5.8481 | 5.3589 | 4.0235 | 3.9157 | 3.9152 | 6.5888 | 5.9303 | 3.6317
| HP - Non-Ducted < 4.5 stars (< 3) | 5.8129 | 5.3238 | 3.9883 | 3.8806 | 3.88 | 6.5536 | 5.8951 | 3.5965
| HP - Non-Ducted < 6 stars (< 3.75) | 5.7602 | 5.2711 | 3.9357 | 3.8279 | 3.8273 | 6.501 | 5.8425 | 3.5438
| HP - Non-Ducted ≥ 6 stars (≥ 3.75) | 5.7076 | 5.2184 | 3.883 | 3.7752 | 3.7747 | 6.4483 | 5.7898 | 3.4912
| Other or None Specified | 5.9153 | 5.4271 | 4.0925 | 3.9849 | 3.9837 | 6.6568 | 5.9986 | 3.7012
Gas - Non Ducted | Evaporative | 6.3244 | 5.8123 | 4.4785 | 4.363 | 4.3696 | 7.0424 | 6.3801 | 4.0789
| HP - Ducted < 3 stars (< 2.25) | 6.6647 | 6.1535 | 4.8289 | 4.7138 | 4.7171 | 7.3796 | 6.721 | 4.4308
< 3Stars | HP - Ducted < 4.5 stars (< 3) | 6.622 | 6.1108 | 4.7862 | 4.6711 | 4.6744 | 7.3369 | 6.6783 | 4.3881
0 | HP - Ducted < 6 stars (< 3.75) | 6.558 | 6.0468 | 4.7222 | 4.6071 | 4.6104 | 7.2728 | 6.6143 | 4.324
| HP - Ducted ≥ 6 stars (≥ 3.75) | 6.4939 | 5.9827 | 4.6582 | 4.543 | 4.5464 | 7.2088 | 6.5502 | 4.26
| HP - Non-Ducted < 3 stars (< 2.25) | 6.5967 | 6.0849 | 4.7579 | 4.6429 | 4.6468 | 7.311 | 6.6522 | 4.3591
| HP - Non-Ducted < 4.5 stars (< 3) | 6.5615 | 6.0497 | 4.7228 | 4.6077 | 4.6116 | 7.2759 | 6.6171 | 4.324
| HP - Non-Ducted < 6 stars (< 3.75) | 6.5088 | 5.9971 | 4.6701 | 4.555 | 4.559 | 7.2232 | 6.5644 | 4.2713
| HP - Non-Ducted ≥ 6 stars (≥ 3.75) | 6.4562 | 5.9444 | 4.6174 | 4.5024 | 4.5063 | 7.1705 | 6.5117 | 4.2186
| Other or None Specified | 6.6647 | 6.1535 | 4.8289 | 4.7138 | 4.7171 | 7.3796 | 6.721 | 4.4308
Gas - Non Ducted | Evaporative | 6.0739 | 5.5619 | 4.228 | 4.1126 | 4.1192 | 6.7919 | 6.1296 | 3.8284
| HP - Ducted < 3 stars (< 2.25) | 6.4142 | 5.903 | 4.5785 | 4.4633 | 4.4667 | 7.1291 | 6.4705 | 4.1803
< 4.5Stars | HP - Ducted < 4.5 stars (< 3) | 6.3715 | 5.8604 | 4.5358 | 4.4207 | 4.424 | 7.0864 | 6.4278 | 4.1376
0 | HP - Ducted < 6 stars (< 3.75) | 6.3075 | 5.7963 | 4.4717 | 4.3566 | 4.3599 | 7.0224 | 6.3638 | 4.0736
| HP - Ducted ≥ 6 stars (≥ 3.75) | 6.2435 | 5.7323 | 4.4077 | 4.2926 | 4.2959 | 6.9583 | 6.2998 | 4.0095
| HP - Non-Ducted < 3 stars (< 2.25) | 6.3462 | 5.8344 | 4.5074 | 4.3924 | 4.3963 | 7.0606 | 6.4017 | 4.1086
| HP - Non-Ducted < 4.5 stars (< 3) | 6.3111 | 5.7993 | 4.4723 | 4.3573 | 4.3612 | 7.0255 | 6.3666 | 4.0735
| HP - Non-Ducted < 6 stars (< 3.75) | 6.2584 | 5.7466 | 4.4196 | 4.3046 | 4.3085 | 6.9728 | 6.3139 | 4.0208
| HP - Non-Ducted ≥ 6 stars (≥ 3.75) | 6.2057 | 5.6939 | 4.3669 | 4.2519 | 4.2558 | 6.9201 | 6.2612 | 3.9682
| Other or None Specified | 6.4142 | 5.903 | 4.5785 | 4.4633 | 4.4667 | 7.1291 | 6.4705 | 4.1803
Gas - Non Ducted | Evaporative | 5.6982 | 5.1862 | 3.8523 | 3.7369 | 3.7435 | 6.4162 | 5.7539 | 3.4527
| HP - Ducted < 3 stars (< 2.25) | 6.0385 | 5.5274 | 4.2028 | 4.0877 | 4.091 | 6.7534 | 6.0948 | 3.8046
< 6Stars | HP - Ducted < 4.5 stars (< 3) | 5.9958 | 5.4847 | 4.1601 | 4.045 | 4.0483 | 6.7107 | 6.0522 | 3.7619
0 | HP - Ducted < 6 stars (< 3.75) | 5.9318 | 5.4206 | 4.0961 | 3.9809 | 3.9842 | 6.6467 | 5.9881 | 3.6979
| HP - Ducted ≥ 6 stars (≥ 3.75) | 5.8678 | 5.3566 | 4.032 | 3.9169 | 3.9202 | 6.5826 | 5.9241 | 3.6338
| HP - Non-Ducted < 3 stars (< 2.25) | 5.9705 | 5.4587 | 4.1317 | 4.0167 | 4.0206 | 6.6849 | 6.026 | 3.733
| HP - Non-Ducted < 4.5 stars (< 3) | 5.9354 | 5.4236 | 4.0966 | 3.9816 | 3.9855 | 6.6498 | 5.9909 | 3.6978
| HP - Non-Ducted < 6 stars (< 3.75) | 5.8827 | 5.3709 | 4.0439 | 3.9289 | 3.9328 | 6.5971 | 5.9382 | 3.6451
| HP - Non-Ducted ≥ 6 stars (≥ 3.75) | 5.83 | 5.3182 | 3.9912 | 3.8762 | 3.8801 | 6.5444 | 5.8855 | 3.5925
| Other or None Specified | 6.0385 | 5.5274 | 4.2028 | 4.0877 | 4.091 | 6.7534 | 6.0948 | 3.8046
Gas - Non Ducted | Evaporative | 5.3225 | 4.8105 | 3.4766 | 3.3612 | 3.3678 | 6.0405 | 5.3782 | 3.077
| HP - Ducted < 3 stars (< 2.25) | 5.6628 | 5.1517 | 3.8271 | 3.712 | 3.7153 | 6.3777 | 5.7192 | 3.4289
≥ 6Stars | HP - Ducted < 4.5 stars (< 3) | 5.6201 | 5.109 | 3.7844 | 3.6693 | 3.6726 | 6.335 | 5.6765 | 3.3862
0 | HP - Ducted < 6 stars (< 3.75) | 5.5561 | 5.0449 | 3.7204 | 3.6052 | 3.6085 | 6.271 | 5.6124 | 3.3222
| HP - Ducted ≥ 6 stars (≥ 3.75) | 5.4921 | 4.9809 | 3.6563 | 3.5412 | 3.5445 | 6.2069 | 5.5484 | 3.2581
| HP - Non-Ducted < 3 stars (< 2.25) | 5.5948 | 5.083 | 3.7561 | 3.641 | 3.6449 | 6.3092 | 5.6504 | 3.3573
| HP - Non-Ducted < 4.5 stars (< 3) | 5.5597 | 5.0479 | 3.7209 | 3.6059 | 3.6098 | 6.2741 | 5.6152 | 3.3221
| HP - Non-Ducted < 6 stars (< 3.75) | 5.507 | 4.9952 | 3.6682 | 3.5532 | 3.5571 | 6.2214 | 5.5625 | 3.2695
| HP - Non-Ducted ≥ 6 stars (≥ 3.75) | 5.4543 | 4.9425 | 3.6156 | 3.5005 | 3.5044 | 6.1687 | 5.5099 | 3.2168
| Other or None Specified | 5.6628 | 5.1517 | 3.8271 | 3.712 | 3.7153 | 6.3777 | 5.7192 | 3.4289
NCC Climate Zone |  | 7 | HEAT PUMP HEATING TYPES |  |  |  |  | State | ACT
Col 1 | Col 2 | Col 3 | Col 4 | Col 5 | Col 6 | Col 7 | Col 8 | Col 9 | Col 10
Main Type of Heater | Main type of Cooler | Electric Storage (peak) | Electric Storage (off peak) | Heat Pump (Standard) | Heat Pump (off-peak) | Solar electric (Standard) | Gas storage | Gas Instantaneous | Solar Gas
Heat Pump - Ducted | Evaporative | 3.9503 | 3.2195 | 2.1129 | 1.9056 | 2.0142 | 4.3453 | 3.7216 | 1.6607
| HP - Ducted < 3 stars (< 2.25) | 4.2838 | 3.5619 | 2.468 | 2.2591 | 2.3615 | 4.6859 | 4.0658 | 2.0246
< 3 Stars (< 2.25) | HP - Ducted < 4.5 stars (< 3) | 4.2411 | 3.5192 | 2.4253 | 2.2164 | 2.3188 | 4.6432 | 4.0231 | 1.9819
0 | HP - Ducted < 6 stars (< 3.75) | 4.177 | 3.4551 | 2.3612 | 2.1524 | 2.2548 | 4.5792 | 3.9591 | 1.9179
| HP - Ducted ≥ 6 stars (≥ 3.75) | 4.113 | 3.3911 | 2.2972 | 2.0884 | 2.1908 | 4.5152 | 3.8951 | 1.8538
| HP - Non-Ducted < 3 stars (< 2.25) | 4.2154 | 3.4911 | 2.3945 | 2.1848 | 2.2876 | 4.6172 | 3.9953 | 1.9502
| HP - Non-Ducted < 4.5 stars (< 3) | 4.1803 | 3.456 | 2.3593 | 2.1497 | 2.2525 | 4.5821 | 3.9602 | 1.915
| HP - Non-Ducted < 6 stars (< 3.75) | 4.1276 | 3.4033 | 2.3067 | 2.097 | 2.1998 | 4.5294 | 3.9075 | 1.8623
| HP - Non-Ducted ≥ 6 stars (≥ 3.75) | 4.0749 | 3.3506 | 2.254 | 2.0443 | 2.1471 | 4.4768 | 3.8548 | 1.8097
| Other or None Specified | 4.2838 | 3.5619 | 2.468 | 2.2591 | 2.3615 | 4.6859 | 4.0658 | 2.0246
Heat Pump - Ducted | Evaporative | 3.8293 | 3.0986 | 1.992 | 1.7847 | 1.8933 | 4.2244 | 3.6006 | 1.5397
| HP - Ducted < 3 stars (< 2.25) | 4.1629 | 3.441 | 2.3471 | 2.1382 | 2.2406 | 4.565 | 3.9449 | 1.9037
< 4.5 Stars (< 3.0) | HP - Ducted < 4.5 stars (< 3) | 4.1202 | 3.3983 | 2.3044 | 2.0955 | 2.1979 | 4.5223 | 3.9022 | 1.861
0 | HP - Ducted < 6 stars (< 3.75) | 4.0561 | 3.3342 | 2.2403 | 2.0315 | 2.1339 | 4.4583 | 3.8382 | 1.7969
| HP - Ducted ≥ 6 stars (≥ 3.75) | 3.9921 | 3.2702 | 2.1763 | 1.9674 | 2.0699 | 4.3942 | 3.7741 | 1.7329
| HP - Non-Ducted < 3 stars (< 2.25) | 4.0945 | 3.3702 | 2.2736 | 2.0639 | 2.1667 | 4.4963 | 3.8744 | 1.8292
| HP - Non-Ducted < 4.5 stars (< 3) | 4.0594 | 3.3351 | 2.2384 | 2.0288 | 2.1316 | 4.4612 | 3.8393 | 1.7941
| HP - Non-Ducted < 6 stars (< 3.75) | 4.0067 | 3.2824 | 2.1858 | 1.9761 | 2.0789 | 4.4085 | 3.7866 | 1.7414
| HP - Non-Ducted ≥ 6 stars (≥ 3.75) | 3.954 | 3.2297 | 2.1331 | 1.9234 | 2.0262 | 4.3558 | 3.7339 | 1.6887
| Other or None Specified | 4.1629 | 3.441 | 2.3471 | 2.1382 | 2.2406 | 4.565 | 3.9449 | 1.9037
Heat Pump - Ducted | Evaporative | 3.648 | 2.9172 | 1.8107 | 1.6033 | 1.712 | 4.0431 | 3.4193 | 1.3584
| HP - Ducted < 3 stars (< 2.25) | 3.9815 | 3.2596 | 2.1657 | 1.9568 | 2.0593 | 4.3836 | 3.7635 | 1.7223
< 6 Stars (< 3.75) | HP - Ducted < 4.5 stars (< 3) | 3.9388 | 3.2169 | 2.123 | 1.9142 | 2.0166 | 4.341 | 3.7209 | 1.6796
0 | HP - Ducted < 6 stars (< 3.75) | 3.8748 | 3.1529 | 2.059 | 1.8501 | 1.9525 | 4.2769 | 3.6568 | 1.6156
| HP - Ducted ≥ 6 stars (≥ 3.75) | 3.8107 | 3.0888 | 1.9949 | 1.7861 | 1.8885 | 4.2129 | 3.5928 | 1.5515
| HP - Non-Ducted < 3 stars (< 2.25) | 3.9131 | 3.1888 | 2.0922 | 1.8825 | 1.9853 | 4.315 | 3.693 | 1.6479
| HP - Non-Ducted < 4.5 stars (< 3) | 3.878 | 3.1537 | 2.0571 | 1.8474 | 1.9502 | 4.2798 | 3.6579 | 1.6128
| HP - Non-Ducted < 6 stars (< 3.75) | 3.8253 | 3.101 | 2.0044 | 1.7947 | 1.8975 | 4.2272 | 3.6052 | 1.5601
| HP - Non-Ducted ≥ 6 stars (≥ 3.75) | 3.7726 | 3.0483 | 1.9517 | 1.742 | 1.8448 | 4.1745 | 3.5525 | 1.5074
| Other or None Specified | 3.9815 | 3.2596 | 2.1657 | 1.9568 | 2.0593 | 4.3836 | 3.7635 | 1.7223
Heat Pump - Ducted | Evaporative | 3.4666 | 2.7358 | 1.6293 | 1.422 | 1.5306 | 3.8617 | 3.2379 | 1.177
| HP - Ducted < 3 stars (< 2.25) | 3.8001 | 3.0782 | 1.9843 | 1.7755 | 1.8779 | 4.2023 | 3.5822 | 1.5409
≥ 6 Stars (≥ 3.75) | HP - Ducted < 4.5 stars (< 3) | 3.7574 | 3.0355 | 1.9416 | 1.7328 | 1.8352 | 4.1596 | 3.5395 | 1.4982
0 | HP - Ducted < 6 stars (< 3.75) | 3.6934 | 2.9715 | 1.8776 | 1.6687 | 1.7712 | 4.0955 | 3.4754 | 1.4342
| HP - Ducted ≥ 6 stars (≥ 3.75) | 3.6294 | 2.9075 | 1.8135 | 1.6047 | 1.7071 | 4.0315 | 3.4114 | 1.3702
| HP - Non-Ducted < 3 stars (< 2.25) | 3.7318 | 3.0075 | 1.9108 | 1.7012 | 1.804 | 4.1336 | 3.5117 | 1.4665
| HP - Non-Ducted < 4.5 stars (< 3) | 3.6967 | 2.9723 | 1.8757 | 1.666 | 1.7688 | 4.0985 | 3.4765 | 1.4314
| HP - Non-Ducted < 6 stars (< 3.75) | 3.644 | 2.9197 | 1.823 | 1.6133 | 1.7162 | 4.0458 | 3.4238 | 1.3787
| HP - Non-Ducted ≥ 6 stars (≥ 3.75) | 3.5913 | 2.867 | 1.7703 | 1.5607 | 1.6635 | 3.9931 | 3.3712 | 1.326
| Other or None Specified | 3.8001 | 3.0782 | 1.9843 | 1.7755 | 1.8779 | 4.2023 | 3.5822 | 1.5409
Heat Pump - Non Ducted | Evaporative | 3.7398 | 3.0025 | 1.9144 | 1.6968 | 1.81 | 4.1285 | 3.5035 | 1.4519
| HP - Ducted < 3 stars (< 2.25) | 4.0791 | 3.3523 | 2.2619 | 2.0599 | 2.1559 | 4.4711 | 3.852 | 1.8257
< 3 Stars (< 2.25) | HP - Ducted < 4.5 stars (< 3) | 4.0364 | 3.3096 | 2.2192 | 2.0172 | 2.1132 | 4.4284 | 3.8093 | 1.783
0 | HP - Ducted < 6 stars (< 3.75) | 3.9723 | 3.2456 | 2.1552 | 1.9531 | 2.0492 | 4.3644 | 3.7453 | 1.719
| HP - Ducted ≥ 6 stars (≥ 3.75) | 3.9083 | 3.1816 | 2.0912 | 1.8891 | 1.9851 | 4.3003 | 3.6813 | 1.6549
| HP - Non-Ducted < 3 stars (< 2.25) | 4.01 | 3.28 | 2.187 | 1.9858 | 2.0856 | 4.4015 | 3.78 | 1.7481
| HP - Non-Ducted < 4.5 stars (< 3) | 3.9749 | 3.2448 | 2.1519 | 1.9506 | 2.0505 | 4.3664 | 3.7449 | 1.713
| HP - Non-Ducted < 6 stars (< 3.75) | 3.9222 | 3.1922 | 2.0992 | 1.898 | 1.9978 | 4.3137 | 3.6922 | 1.6603
| HP - Non-Ducted ≥ 6 stars (≥ 3.75) | 3.8695 | 3.1395 | 2.0465 | 1.8453 | 1.9451 | 4.261 | 3.6395 | 1.6076
| Other or None Specified | 4.0791 | 3.3523 | 2.2619 | 2.0599 | 2.1559 | 4.4711 | 3.852 | 1.8257
Heat Pump - Non Ducted | Evaporative | 3.6384 | 2.9011 | 1.813 | 1.5954 | 1.7087 | 4.0271 | 3.4021 | 1.3505
| HP - Ducted < 3 stars (< 2.25) | 3.9777 | 3.2509 | 2.1605 | 1.9585 | 2.0545 | 4.3697 | 3.7506 | 1.7243
< 4.5 Stars (< 3.0) | HP - Ducted < 4.5 stars (< 3) | 3.935 | 3.2082 | 2.1178 | 1.9158 | 2.0118 | 4.327 | 3.7079 | 1.6816
0 | HP - Ducted < 6 stars (< 3.75) | 3.871 | 3.1442 | 2.0538 | 1.8518 | 1.9478 | 4.263 | 3.6439 | 1.6176
| HP - Ducted ≥ 6 stars (≥ 3.75) | 3.8069 | 3.0802 | 1.9898 | 1.7877 | 1.8837 | 4.199 | 3.5799 | 1.5535
| HP - Non-Ducted < 3 stars (< 2.25) | 3.9086 | 3.1786 | 2.0857 | 1.8844 | 1.9842 | 4.3001 | 3.6786 | 1.6467
| HP - Non-Ducted < 4.5 stars (< 3) | 3.8735 | 3.1435 | 2.0505 | 1.8493 | 1.9491 | 4.265 | 3.6435 | 1.6116
| HP - Non-Ducted < 6 stars (< 3.75) | 3.8208 | 3.0908 | 1.9978 | 1.7966 | 1.8964 | 4.2123 | 3.5908 | 1.5589
| HP - Non-Ducted ≥ 6 stars (≥ 3.75) | 3.7681 | 3.0381 | 1.9452 | 1.7439 | 1.8437 | 4.1596 | 3.5381 | 1.5062
| Other or None Specified | 3.9777 | 3.2509 | 2.1605 | 1.9585 | 2.0545 | 4.3697 | 3.7506 | 1.7243
Heat Pump - Non Ducted | Evaporative | 3.4863 | 2.749 | 1.6609 | 1.4433 | 1.5566 | 3.8751 | 3.25 | 1.1985
| HP - Ducted < 3 stars (< 2.25) | 3.8256 | 3.0989 | 2.0085 | 1.8064 | 1.9024 | 4.2177 | 3.5986 | 1.5722
< 6 Stars (< 3.75) | HP - Ducted < 4.5 stars (< 3) | 3.7829 | 3.0562 | 1.9658 | 1.7637 | 1.8597 | 4.175 | 3.5559 | 1.5295
0 | HP - Ducted < 6 stars (< 3.75) | 3.7189 | 2.9921 | 1.9017 | 1.6997 | 1.7957 | 4.1109 | 3.4918 | 1.4655
| HP - Ducted ≥ 6 stars (≥ 3.75) | 3.6548 | 2.9281 | 1.8377 | 1.6356 | 1.7317 | 4.0469 | 3.4278 | 1.4015
| HP - Non-Ducted < 3 stars (< 2.25) | 3.7565 | 3.0265 | 1.9336 | 1.7323 | 1.8321 | 4.148 | 3.5265 | 1.4947
| HP - Non-Ducted < 4.5 stars (< 3) | 3.7214 | 2.9914 | 1.8985 | 1.6972 | 1.797 | 4.1129 | 3.4914 | 1.4595
| HP - Non-Ducted < 6 stars (< 3.75) | 3.6687 | 2.9387 | 1.8458 | 1.6445 | 1.7443 | 4.0602 | 3.4387 | 1.4068
| HP - Non-Ducted ≥ 6 stars (≥ 3.75) | 3.616 | 2.886 | 1.7931 | 1.5918 | 1.6917 | 4.0075 | 3.386 | 1.3542
| Other or None Specified | 3.8256 | 3.0989 | 2.0085 | 1.8064 | 1.9024 | 4.2177 | 3.5986 | 1.5722
Heat Pump - Non Ducted | Evaporative | 3.3342 | 2.5969 | 1.5089 | 1.2913 | 1.4045 | 3.723 | 3.0979 | 1.0464
| HP - Ducted < 3 stars (< 2.25) | 3.6735 | 2.9468 | 1.8564 | 1.6543 | 1.7503 | 4.0656 | 3.4465 | 1.4201
≥ 6 Stars (≥ 3.75) | HP - Ducted < 4.5 stars (< 3) | 3.6308 | 2.9041 | 1.8137 | 1.6116 | 1.7076 | 4.0229 | 3.4038 | 1.3775
0 | HP - Ducted < 6 stars (< 3.75) | 3.5668 | 2.8401 | 1.7497 | 1.5476 | 1.6436 | 3.9588 | 3.3397 | 1.3134
| HP - Ducted ≥ 6 stars (≥ 3.75) | 3.5028 | 2.776 | 1.6856 | 1.4836 | 1.5796 | 3.8948 | 3.2757 | 1.2494
| HP - Non-Ducted < 3 stars (< 2.25) | 3.6045 | 2.8744 | 1.7815 | 1.5802 | 1.6801 | 3.9959 | 3.3744 | 1.3426
| HP - Non-Ducted < 4.5 stars (< 3) | 3.5693 | 2.8393 | 1.7464 | 1.5451 | 1.6449 | 3.9608 | 3.3393 | 1.3075
| HP - Non-Ducted < 6 stars (< 3.75) | 3.5167 | 2.7866 | 1.6937 | 1.4924 | 1.5923 | 3.9081 | 3.2866 | 1.2548
| HP - Non-Ducted ≥ 6 stars (≥ 3.75) | 3.464 | 2.7339 | 1.641 | 1.4397 | 1.5396 | 3.8554 | 3.2339 | 1.2021
| Other or None Specified | 3.6735 | 2.9468 | 1.8564 | 1.6543 | 1.7503 | 4.0656 | 3.4465 | 1.4201
NCC Climate Zone |  | 7 | OTHER HEATING TYPES |  |  |  |  | State | ACT
Col 1 | Col 2 | Col 3 | Col 4 | Col 5 | Col 6 | Col 7 | Col 8 | Col 9 | Col 10
Main Type of Heater | Main type of Cooler | Electric Storage (peak) | Electric Storage (off peak) | Heat Pump (Standard) | Heat Pump (off-peak) | Solar electric (Standard) | Gas storage | Gas Instantaneous | Solar Gas
Electric - Resistance (Panel) | Evaporative | 6.6872 | 6.0159 | 4.8461 | 4.6707 | 4.7645 | 7.1481 | 6.5353 | 4.4136
| HP - Ducted < 3 stars (< 2.25) | 7.097 | 6.4304 | 5.2647 | 5.0885 | 5.1786 | 7.5587 | 6.9498 | 4.8303
| HP - Ducted < 4.5 stars (< 3) | 7.0543 | 6.3878 | 5.222 | 5.0459 | 5.1359 | 7.516 | 6.9071 | 4.7876
0 | HP - Ducted < 6 stars (< 3.75) | 6.9903 | 6.3237 | 5.158 | 4.9818 | 5.0719 | 7.452 | 6.8431 | 4.7235
| HP - Ducted ≥ 6 stars (≥ 3.75) | 6.9263 | 6.2597 | 5.094 | 4.9178 | 5.0078 | 7.3879 | 6.779 | 4.6595
| HP - Non-Ducted < 3 stars (< 2.25) | 7.0199 | 6.3509 | 5.184 | 5.0075 | 5.0987 | 7.48 | 6.8705 | 4.7496
| HP - Non-Ducted < 4.5 stars (< 3) | 6.9848 | 6.3158 | 5.1488 | 4.9724 | 5.0636 | 7.4449 | 6.8354 | 4.7145
| HP - Non-Ducted < 6 stars (< 3.75) | 6.9321 | 6.2631 | 5.0961 | 4.9197 | 5.0109 | 7.3922 | 6.7827 | 4.6618
| HP - Non-Ducted ≥ 6 stars (≥ 3.75) | 6.8794 | 6.2104 | 5.0435 | 4.867 | 4.9583 | 7.3395 | 6.73 | 4.6091
| Other or None Specified | 7.097 | 6.4304 | 5.2647 | 5.0885 | 5.1786 | 7.5587 | 6.9498 | 4.8303
Wood Heater | Evaporative | 4.7194 | 4.1395 | 2.8532 | 2.705 | 2.7422 | 5.3482 | 4.6902 | 2.4269
| HP - Ducted < 3 stars (< 2.25) | 5.1715 | 4.5955 | 3.333 | 3.1903 | 3.2182 | 5.7962 | 5.1439 | 2.9176
| HP - Ducted < 4.5 stars (< 3) | 5.1288 | 4.5528 | 3.2903 | 3.1476 | 3.1756 | 5.7535 | 5.1012 | 2.8749
0 | HP - Ducted < 6 stars (< 3.75) | 5.0648 | 4.4888 | 3.2263 | 3.0836 | 3.1115 | 5.6895 | 5.0371 | 2.8109
| HP - Ducted ≥ 6 stars (≥ 3.75) | 5.0007 | 4.4248 | 3.1623 | 3.0196 | 3.0475 | 5.6255 | 4.9731 | 2.7468
| HP - Non-Ducted < 3 stars (< 2.25) | 5.0829 | 4.5066 | 3.2395 | 3.0948 | 3.1248 | 5.7108 | 5.0563 | 2.8198
| HP - Non-Ducted < 4.5 stars (< 3) | 5.0477 | 4.4715 | 3.2044 | 3.0597 | 3.0896 | 5.6756 | 5.0212 | 2.7847
| HP - Non-Ducted < 6 stars (< 3.75) | 4.9951 | 4.4188 | 3.1517 | 3.007 | 3.0369 | 5.623 | 4.9685 | 2.732
| HP - Non-Ducted ≥ 6 stars (≥ 3.75) | 4.9424 | 4.3661 | 3.099 | 2.9543 | 2.9843 | 5.5703 | 4.9158 | 2.6793
| Other or None Specified | 5.1715 | 4.5955 | 3.333 | 3.1903 | 3.2182 | 5.7962 | 5.1439 | 2.9176
Electric - Resistance (Slab) | Evaporative | 6.5158 | 6.0246 | 4.6785 | 4.5731 | 4.5689 | 7.2562 | 6.5938 | 4.2863
| HP - Ducted < 3 stars (< 2.25) | 6.9555 | 6.4661 | 5.1337 | 5.0267 | 5.0187 | 7.6921 | 7.0344 | 4.7439
| HP - Ducted < 4.5 stars (< 3) | 6.9128 | 6.4234 | 5.0911 | 4.984 | 4.976 | 7.6494 | 6.9918 | 4.7012
0 | HP - Ducted < 6 stars (< 3.75) | 6.8488 | 6.3594 | 5.027 | 4.92 | 4.912 | 7.5854 | 6.9277 | 4.6371
| HP - Ducted ≥ 6 stars (≥ 3.75) | 6.7847 | 6.2953 | 4.963 | 4.8559 | 4.8479 | 7.5213 | 6.8637 | 4.5731
| HP - Non-Ducted < 3 stars (< 2.25) | 6.8724 | 6.3816 | 5.0451 | 4.9388 | 4.9313 | 7.6085 | 6.9501 | 4.655
| HP - Non-Ducted < 4.5 stars (< 3) | 6.8373 | 6.3465 | 5.01 | 4.9037 | 4.8962 | 7.5734 | 6.915 | 4.6199
| HP - Non-Ducted < 6 stars (< 3.75) | 6.7846 | 6.2938 | 4.9573 | 4.851 | 4.8435 | 7.5207 | 6.8623 | 4.5672
| HP - Non-Ducted ≥ 6 stars (≥ 3.75) | 6.7319 | 6.2411 | 4.9046 | 4.7983 | 4.7908 | 7.468 | 6.8096 | 4.5145
| Other or None Specified | 6.9555 | 6.4661 | 5.1337 | 5.0267 | 5.0187 | 7.6921 | 7.0344 | 4.7439
Other or None Specified | Evaporative | 3.9503 | 3.2195 | 2.1129 | 1.9056 | 2.0142 | 4.3453 | 3.7216 | 1.6607
| HP - Ducted < 3 stars (< 2.25) | 4.2838 | 3.5619 | 2.468 | 2.2591 | 2.3615 | 4.6859 | 4.0658 | 2.0246
| HP - Ducted < 4.5 stars (< 3) | 4.2411 | 3.5192 | 2.4253 | 2.2164 | 2.3188 | 4.6432 | 4.0231 | 1.9819
0 | HP - Ducted < 6 stars (< 3.75) | 4.177 | 3.4551 | 2.3612 | 2.1524 | 2.2548 | 4.5792 | 3.9591 | 1.9179
| HP - Ducted ≥ 6 stars (≥ 3.75) | 4.113 | 3.3911 | 2.2972 | 2.0884 | 2.1908 | 4.5152 | 3.8951 | 1.8538
| HP - Non-Ducted < 3 stars (< 2.25) | 4.2154 | 3.4911 | 2.3945 | 2.1848 | 2.2876 | 4.6172 | 3.9953 | 1.9502
| HP - Non-Ducted < 4.5 stars (< 3) | 4.1803 | 3.456 | 2.3593 | 2.1497 | 2.2525 | 4.5821 | 3.9602 | 1.915
| HP - Non-Ducted < 6 stars (< 3.75) | 4.1276 | 3.4033 | 2.3067 | 2.097 | 2.1998 | 4.5294 | 3.9075 | 1.8623
| HP - Non-Ducted ≥ 6 stars (≥ 3.75) | 4.0749 | 3.3506 | 2.254 | 2.0443 | 2.1471 | 4.4768 | 3.8548 | 1.8097
| Other or None Specified | 4.2838 | 3.5619 | 2.468 | 2.2591 | 2.3615 | 4.6859 | 4.0658 | 2.0246
Swimming Pool Pump
| Star | MJ PV/1000L | kW PV/1000L | kW PV / 40,000
| 1 | 291.7514 | 0.056475 | 2.259 |  | Note: For Option 2 Need to select a base case (eg, 5 Stars)
| 1.5 | 246.3645 | 0.04769 | 1.9076 |  | Requirement = difference between 5 stars and selected star rating
| 2 | 214.162 | 0.041456 | 1.6582
| 2.5 | 189.1838 | 0.036621 | 1.4648
| 3 | 168.7751 | 0.03267 | 1.3068
| 3.5 | 151.5199 | 0.02933 | 1.1732
| 4 | 136.5726 | 0.026437 | 1.0575
| 4.5 | 123.3883 | 0.023885 | 0.95539
| 5 | 111.5944 | 0.021602 | 0.86407
| 5.5 | 100.9256 | 0.019537 | 0.78146
| 6 | 91.1858 | 0.017651 | 0.70605
| 6.5 | 82.226 | 0.015917 | 0.63667
| 7 | 73.9305 | 0.014311 | 0.57244
| 7.5 | 66.2076 | 0.012816 | 0.51264
| 8 | 58.9833 | 0.011418 | 0.4567
| 8.5 | 52.1971 | 0.010104 | 0.40416
| 9 | 45.7989 | 0.0088654 | 0.35462
| 9.5 | 39.7467 | 0.0076939 | 0.30776
| 10 | 34.0051 | 0.0065825 | 0.2633
| Spa Pump |  |  |  |  | Note: For Option 2 Need to select a base case (eg, 50% of ZNSC)
| Star | MJ PV/100 L | kW PV/100L | kW PV/4000L |  | Requirement = % * Reuirement for ZNSC
| Any | 344.9948 | 0.066782 | 2.6713

## 8-NSW (hidden)
NCC Climate Zone |  | 8 | GAS HEATING TYPES |  |  |  |  | State | NSW
Col 1 | Col 2 | Col 3 | Col 4 | Col 5 | Col 6 | Col 7 | Col 8 | Col 9 | Col 10
Main Type of Heater | Main type of Cooler | Electric Storage (peak) | Electric Storage (off peak) | Heat Pump (Standard) | Heat Pump (off-peak) | Solar electric (Standard) | Gas storage | Gas Instantaneous | Solar Gas
Gas - Ducted | Evaporative | 15.0904 | 14.3469 | 13.136 | 12.9115 | 13.5838 | 15.5944 | 14.8821 | 13.0104
(includes Hydronic) | HP - Ducted < 3 stars (< 2.25) | 15.0947 | 14.3536 | 13.1423 | 12.9189 | 13.5907 | 15.6006 | 14.8885 | 13.0178
< 3Stars | HP - Ducted < 4.5 stars (< 3) | 15.0932 | 14.3522 | 13.1409 | 12.9175 | 13.5893 | 15.5991 | 14.8871 | 13.0164
0 | HP - Ducted < 6 stars (< 3.75) | 15.0911 | 14.35 | 13.1388 | 12.9154 | 13.5871 | 15.597 | 14.8849 | 13.0142
| HP - Ducted ≥ 6 stars (≥ 3.75) | 15.0889 | 14.3479 | 13.1366 | 12.9132 | 13.585 | 15.5948 | 14.8828 | 13.0121
| HP - Non-Ducted < 3 stars (< 2.25) | 15.0926 | 14.3532 | 13.1415 | 12.9182 | 13.5903 | 15.6005 | 14.8883 | 13.0171
| HP - Non-Ducted < 4.5 stars (< 3) | 15.0915 | 14.352 | 13.1403 | 12.917 | 13.5891 | 15.5993 | 14.8871 | 13.0159
| HP - Non-Ducted < 6 stars (< 3.75) | 15.0897 | 14.3502 | 13.1385 | 12.9152 | 13.5873 | 15.5975 | 14.8854 | 13.0141
| HP - Non-Ducted ≥ 6 stars (≥ 3.75) | 15.0879 | 14.3485 | 13.1367 | 12.9135 | 13.5856 | 15.5958 | 14.8836 | 13.0123
| Other or None Specified | 15.0947 | 14.3536 | 13.1423 | 12.9189 | 13.5907 | 15.6006 | 14.8885 | 13.0178
Gas - Ducted | Evaporative | 13.9412 | 13.1976 | 11.9867 | 11.7623 | 12.4346 | 14.4452 | 13.7328 | 11.8612
(includes Hydronic) | HP - Ducted < 3 stars (< 2.25) | 13.9454 | 13.2044 | 11.9931 | 11.7697 | 12.4415 | 14.4513 | 13.7393 | 11.8686
< 4.5Stars | HP - Ducted < 4.5 stars (< 3) | 13.944 | 13.2029 | 11.9917 | 11.7683 | 12.4401 | 14.4499 | 13.7378 | 11.8672
0 | HP - Ducted < 6 stars (< 3.75) | 13.9419 | 13.2008 | 11.9896 | 11.7662 | 12.4379 | 14.4478 | 13.7357 | 11.865
| HP - Ducted ≥ 6 stars (≥ 3.75) | 13.9397 | 13.1987 | 11.9874 | 11.764 | 12.4358 | 14.4456 | 13.7336 | 11.8629
| HP - Non-Ducted < 3 stars (< 2.25) | 13.9434 | 13.204 | 11.9922 | 11.7689 | 12.4411 | 14.4513 | 13.7391 | 11.8678
| HP - Non-Ducted < 4.5 stars (< 3) | 13.9422 | 13.2028 | 11.9911 | 11.7678 | 12.4399 | 14.4501 | 13.7379 | 11.8667
| HP - Non-Ducted < 6 stars (< 3.75) | 13.9405 | 13.201 | 11.9893 | 11.766 | 12.4381 | 14.4483 | 13.7361 | 11.8649
| HP - Non-Ducted ≥ 6 stars (≥ 3.75) | 13.9387 | 13.1993 | 11.9875 | 11.7642 | 12.4364 | 14.4466 | 13.7344 | 11.8631
| Other or None Specified | 13.9454 | 13.2044 | 11.9931 | 11.7697 | 12.4415 | 14.4513 | 13.7393 | 11.8686
Gas - Ducted | Evaporative | 12.2174 | 11.4738 | 10.2629 | 10.0384 | 10.7108 | 12.7214 | 12.009 | 10.1373
(includes Hydronic) | HP - Ducted < 3 stars (< 2.25) | 12.2216 | 11.4805 | 10.2693 | 10.0459 | 10.7177 | 12.7275 | 12.0154 | 10.1448
< 6Stars | HP - Ducted < 4.5 stars (< 3) | 12.2202 | 11.4791 | 10.2679 | 10.0445 | 10.7162 | 12.7261 | 12.014 | 10.1433
0 | HP - Ducted < 6 stars (< 3.75) | 12.218 | 11.477 | 10.2657 | 10.0423 | 10.7141 | 12.7239 | 12.0119 | 10.1412
| HP - Ducted ≥ 6 stars (≥ 3.75) | 12.2159 | 11.4748 | 10.2636 | 10.0402 | 10.712 | 12.7218 | 12.0097 | 10.139
| HP - Non-Ducted < 3 stars (< 2.25) | 12.2196 | 11.4801 | 10.2684 | 10.0451 | 10.7172 | 12.7274 | 12.0153 | 10.144
| HP - Non-Ducted < 4.5 stars (< 3) | 12.2184 | 11.479 | 10.2672 | 10.0439 | 10.7161 | 12.7263 | 12.0141 | 10.1428
| HP - Non-Ducted < 6 stars (< 3.75) | 12.2166 | 11.4772 | 10.2655 | 10.0422 | 10.7143 | 12.7245 | 12.0123 | 10.1411
| HP - Non-Ducted ≥ 6 stars (≥ 3.75) | 12.2149 | 11.4754 | 10.2637 | 10.0404 | 10.7125 | 12.7227 | 12.0106 | 10.1393
| Other or None Specified | 12.2216 | 11.4805 | 10.2693 | 10.0459 | 10.7177 | 12.7275 | 12.0154 | 10.1448
Gas - Ducted | Evaporative | 10.4936 | 9.75 | 8.5391 | 8.3146 | 8.987 | 10.9975 | 10.2852 | 8.4135
(includes Hydronic) | HP - Ducted < 3 stars (< 2.25) | 10.4978 | 9.7567 | 8.5455 | 8.3221 | 8.9938 | 11.0037 | 10.2916 | 8.4209
≥ 6Stars | HP - Ducted < 4.5 stars (< 3) | 10.4964 | 9.7553 | 8.544 | 8.3206 | 8.9924 | 11.0023 | 10.2902 | 8.4195
0 | HP - Ducted < 6 stars (< 3.75) | 10.4942 | 9.7532 | 8.5419 | 8.3185 | 8.9903 | 11.0001 | 10.288 | 8.4174
| HP - Ducted ≥ 6 stars (≥ 3.75) | 10.4921 | 9.751 | 8.5398 | 8.3164 | 8.9881 | 10.998 | 10.2859 | 8.4152
| HP - Non-Ducted < 3 stars (< 2.25) | 10.4958 | 9.7563 | 8.5446 | 8.3213 | 8.9934 | 11.0036 | 10.2914 | 8.4202
| HP - Non-Ducted < 4.5 stars (< 3) | 10.4946 | 9.7551 | 8.5434 | 8.3201 | 8.9922 | 11.0024 | 10.2903 | 8.419
| HP - Non-Ducted < 6 stars (< 3.75) | 10.4928 | 9.7534 | 8.5416 | 8.3184 | 8.9905 | 11.0007 | 10.2885 | 8.4172
| HP - Non-Ducted ≥ 6 stars (≥ 3.75) | 10.491 | 9.7516 | 8.5399 | 8.3166 | 8.9887 | 10.9989 | 10.2867 | 8.4155
| Other or None Specified | 10.4978 | 9.7567 | 8.5455 | 8.3221 | 8.9938 | 11.0037 | 10.2916 | 8.4209
Gas - Non Ducted | Evaporative | 12.2814 | 11.4191 | 10.2205 | 9.9716 | 10.6858 | 12.663 | 11.9489 | 10.0699
| HP - Ducted < 3 stars (< 2.25) | 12.2877 | 11.427 | 10.2285 | 9.9802 | 10.6939 | 12.6703 | 11.9566 | 10.0785
< 3Stars | HP - Ducted < 4.5 stars (< 3) | 12.2863 | 11.4256 | 10.2271 | 9.9788 | 10.6925 | 12.6689 | 11.9551 | 10.077
0 | HP - Ducted < 6 stars (< 3.75) | 12.2841 | 11.4234 | 10.225 | 9.9766 | 10.6903 | 12.6667 | 11.953 | 10.0749
| HP - Ducted ≥ 6 stars (≥ 3.75) | 12.282 | 11.4213 | 10.2228 | 9.9745 | 10.6882 | 12.6646 | 11.9509 | 10.0728
| HP - Non-Ducted < 3 stars (< 2.25) | 12.2856 | 11.426 | 10.2271 | 9.9788 | 10.6928 | 12.6696 | 11.9557 | 10.0771
| HP - Non-Ducted < 4.5 stars (< 3) | 12.2844 | 11.4248 | 10.2259 | 9.9776 | 10.6916 | 12.6684 | 11.9546 | 10.0759
| HP - Non-Ducted < 6 stars (< 3.75) | 12.2826 | 11.4231 | 10.2241 | 9.9759 | 10.6898 | 12.6667 | 11.9528 | 10.0742
| HP - Non-Ducted ≥ 6 stars (≥ 3.75) | 12.2809 | 11.4213 | 10.2224 | 9.9741 | 10.6881 | 12.6649 | 11.951 | 10.0724
| Other or None Specified | 12.2877 | 11.427 | 10.2285 | 9.9802 | 10.6939 | 12.6703 | 11.9566 | 10.0785
Gas - Non Ducted | Evaporative | 11.6775 | 10.8152 | 9.6166 | 9.3677 | 10.0819 | 12.0591 | 11.345 | 9.466
| HP - Ducted < 3 stars (< 2.25) | 11.6838 | 10.8231 | 9.6246 | 9.3763 | 10.09 | 12.0664 | 11.3527 | 9.4746
< 4.5Stars | HP - Ducted < 4.5 stars (< 3) | 11.6824 | 10.8217 | 9.6232 | 9.3749 | 10.0886 | 12.065 | 11.3512 | 9.4731
0 | HP - Ducted < 6 stars (< 3.75) | 11.6802 | 10.8195 | 9.6211 | 9.3727 | 10.0864 | 12.0628 | 11.3491 | 9.471
| HP - Ducted ≥ 6 stars (≥ 3.75) | 11.6781 | 10.8174 | 9.6189 | 9.3706 | 10.0843 | 12.0607 | 11.347 | 9.4689
| HP - Non-Ducted < 3 stars (< 2.25) | 11.6817 | 10.8221 | 9.6232 | 9.3749 | 10.0889 | 12.0657 | 11.3518 | 9.4732
| HP - Non-Ducted < 4.5 stars (< 3) | 11.6805 | 10.8209 | 9.622 | 9.3737 | 10.0877 | 12.0645 | 11.3507 | 9.472
| HP - Non-Ducted < 6 stars (< 3.75) | 11.6787 | 10.8192 | 9.6202 | 9.372 | 10.0859 | 12.0628 | 11.3489 | 9.4702
| HP - Non-Ducted ≥ 6 stars (≥ 3.75) | 11.677 | 10.8174 | 9.6185 | 9.3702 | 10.0842 | 12.061 | 11.3471 | 9.4685
| Other or None Specified | 11.6838 | 10.8231 | 9.6246 | 9.3763 | 10.09 | 12.0664 | 11.3527 | 9.4746
Gas - Non Ducted | Evaporative | 10.7717 | 9.9094 | 8.7107 | 8.4618 | 9.1761 | 11.1532 | 10.4392 | 8.5601
| HP - Ducted < 3 stars (< 2.25) | 10.7779 | 9.9173 | 8.7188 | 8.4705 | 9.1841 | 11.1605 | 10.4468 | 8.5687
< 6Stars | HP - Ducted < 4.5 stars (< 3) | 10.7765 | 9.9158 | 8.7173 | 8.469 | 9.1827 | 11.1591 | 10.4454 | 8.5673
0 | HP - Ducted < 6 stars (< 3.75) | 10.7744 | 9.9137 | 8.7152 | 8.4669 | 9.1806 | 11.157 | 10.4432 | 8.5651
| HP - Ducted ≥ 6 stars (≥ 3.75) | 10.7722 | 9.9115 | 8.7131 | 8.4647 | 9.1784 | 11.1548 | 10.4411 | 8.563
| HP - Non-Ducted < 3 stars (< 2.25) | 10.7758 | 9.9162 | 8.7173 | 8.4691 | 9.183 | 11.1598 | 10.446 | 8.5673
| HP - Non-Ducted < 4.5 stars (< 3) | 10.7746 | 9.9151 | 8.7161 | 8.4679 | 9.1818 | 11.1587 | 10.4448 | 8.5662
| HP - Non-Ducted < 6 stars (< 3.75) | 10.7729 | 9.9133 | 8.7144 | 8.4661 | 9.1801 | 11.1569 | 10.443 | 8.5644
| HP - Non-Ducted ≥ 6 stars (≥ 3.75) | 10.7711 | 9.9115 | 8.7126 | 8.4643 | 9.1783 | 11.1551 | 10.4413 | 8.5626
| Other or None Specified | 10.7779 | 9.9173 | 8.7188 | 8.4705 | 9.1841 | 11.1605 | 10.4468 | 8.5687
Gas - Non Ducted | Evaporative | 9.8658 | 9.0035 | 7.8049 | 7.556 | 8.2702 | 10.2474 | 9.5333 | 7.6543
| HP - Ducted < 3 stars (< 2.25) | 9.8721 | 9.0114 | 7.8129 | 7.5646 | 8.2783 | 10.2547 | 9.541 | 7.6629
≥ 6Stars | HP - Ducted < 4.5 stars (< 3) | 9.8706 | 9.01 | 7.8115 | 7.5632 | 8.2768 | 10.2533 | 9.5395 | 7.6614
0 | HP - Ducted < 6 stars (< 3.75) | 9.8685 | 9.0078 | 7.8094 | 7.561 | 8.2747 | 10.2511 | 9.5374 | 7.6593
| HP - Ducted ≥ 6 stars (≥ 3.75) | 9.8664 | 9.0057 | 7.8072 | 7.5589 | 8.2726 | 10.249 | 9.5352 | 7.6571
| HP - Non-Ducted < 3 stars (< 2.25) | 9.87 | 9.0104 | 7.8115 | 7.5632 | 8.2772 | 10.254 | 9.5401 | 7.6615
| HP - Non-Ducted < 4.5 stars (< 3) | 9.8688 | 9.0092 | 7.8103 | 7.562 | 8.276 | 10.2528 | 9.539 | 7.6603
| HP - Non-Ducted < 6 stars (< 3.75) | 9.867 | 9.0074 | 7.8085 | 7.5603 | 8.2742 | 10.251 | 9.5372 | 7.6585
| HP - Non-Ducted ≥ 6 stars (≥ 3.75) | 9.8653 | 9.0057 | 7.8067 | 7.5585 | 8.2725 | 10.2493 | 9.5354 | 7.6568
| Other or None Specified | 9.8721 | 9.0114 | 7.8129 | 7.5646 | 8.2783 | 10.2547 | 9.541 | 7.6629
NCC Climate Zone |  | 8 | HEAT PUMP HEATING TYPES |  |  |  |  | State | NSW
Col 1 | Col 2 | Col 3 | Col 4 | Col 5 | Col 6 | Col 7 | Col 8 | Col 9 | Col 10
Main Type of Heater | Main type of Cooler | Electric Storage (peak) | Electric Storage (off peak) | Heat Pump (Standard) | Heat Pump (off-peak) | Solar electric (Standard) | Gas storage | Gas Instantaneous | Solar Gas
Heat Pump - Ducted | Evaporative | 7.4839 | 6.225 | 5.2315 | 4.8656 | 5.7513 | 7.3454 | 6.6829 | 4.9481
| HP - Ducted < 3 stars (< 2.25) | 7.4936 | 6.2346 | 5.242 | 4.876 | 5.761 | 7.3545 | 6.6923 | 4.9584
< 3 Stars (< 2.25) | HP - Ducted < 4.5 stars (< 3) | 7.4922 | 6.2332 | 5.2406 | 4.8746 | 5.7596 | 7.3531 | 6.6909 | 4.957
0 | HP - Ducted < 6 stars (< 3.75) | 7.4901 | 6.2311 | 5.2385 | 4.8724 | 5.7575 | 7.3509 | 6.6887 | 4.9549
| HP - Ducted ≥ 6 stars (≥ 3.75) | 7.4879 | 6.2289 | 5.2363 | 4.8703 | 5.7553 | 7.3488 | 6.6866 | 4.9527
| HP - Non-Ducted < 3 stars (< 2.25) | 7.4915 | 6.2325 | 5.2399 | 4.8738 | 5.7589 | 7.3526 | 6.6902 | 4.9563
| HP - Non-Ducted < 4.5 stars (< 3) | 7.4903 | 6.2313 | 5.2387 | 4.8726 | 5.7577 | 7.3515 | 6.6891 | 4.9551
| HP - Non-Ducted < 6 stars (< 3.75) | 7.4885 | 6.2296 | 5.2369 | 4.8709 | 5.7559 | 7.3497 | 6.6873 | 4.9533
| HP - Non-Ducted ≥ 6 stars (≥ 3.75) | 7.4868 | 6.2278 | 5.2352 | 4.8691 | 5.7542 | 7.3479 | 6.6855 | 4.9516
| Other or None Specified | 7.4936 | 6.2346 | 5.242 | 4.876 | 5.761 | 7.3545 | 6.6923 | 4.9584
Heat Pump - Ducted | Evaporative | 7.0899 | 5.8311 | 4.8375 | 4.4717 | 5.3574 | 6.9515 | 6.2889 | 4.5542
| HP - Ducted < 3 stars (< 2.25) | 7.0997 | 5.8407 | 4.8481 | 4.4821 | 5.3671 | 6.9606 | 6.2984 | 4.5645
< 4.5 Stars (< 3.0) | HP - Ducted < 4.5 stars (< 3) | 7.0983 | 5.8393 | 4.8467 | 4.4806 | 5.3657 | 6.9592 | 6.2969 | 4.5631
0 | HP - Ducted < 6 stars (< 3.75) | 7.0961 | 5.8371 | 4.8445 | 4.4785 | 5.3635 | 6.957 | 6.2948 | 4.561
| HP - Ducted ≥ 6 stars (≥ 3.75) | 7.094 | 5.835 | 4.8424 | 4.4764 | 5.3614 | 6.9549 | 6.2927 | 4.5588
| HP - Non-Ducted < 3 stars (< 2.25) | 7.0976 | 5.8386 | 4.8459 | 4.4799 | 5.3649 | 6.9587 | 6.2963 | 4.5623
| HP - Non-Ducted < 4.5 stars (< 3) | 7.0964 | 5.8374 | 4.8448 | 4.4787 | 5.3638 | 6.9575 | 6.2951 | 4.5612
| HP - Non-Ducted < 6 stars (< 3.75) | 7.0946 | 5.8356 | 4.843 | 4.477 | 5.362 | 6.9558 | 6.2934 | 4.5594
| HP - Non-Ducted ≥ 6 stars (≥ 3.75) | 7.0929 | 5.8339 | 4.8412 | 4.4752 | 5.3602 | 6.954 | 6.2916 | 4.5576
| Other or None Specified | 7.0997 | 5.8407 | 4.8481 | 4.4821 | 5.3671 | 6.9606 | 6.2984 | 4.5645
Heat Pump - Ducted | Evaporative | 6.4991 | 5.2402 | 4.2467 | 3.8808 | 4.7665 | 6.3606 | 5.6981 | 3.9633
| HP - Ducted < 3 stars (< 2.25) | 6.5088 | 5.2498 | 4.2572 | 3.8912 | 4.7762 | 6.3697 | 5.7075 | 3.9736
< 6 Stars (< 3.75) | HP - Ducted < 4.5 stars (< 3) | 6.5074 | 5.2484 | 4.2558 | 3.8898 | 4.7748 | 6.3683 | 5.7061 | 3.9722
0 | HP - Ducted < 6 stars (< 3.75) | 6.5053 | 5.2463 | 4.2537 | 3.8876 | 4.7727 | 6.3661 | 5.7039 | 3.9701
| HP - Ducted ≥ 6 stars (≥ 3.75) | 6.5031 | 5.2441 | 4.2515 | 3.8855 | 4.7705 | 6.364 | 5.7018 | 3.9679
| HP - Non-Ducted < 3 stars (< 2.25) | 6.5067 | 5.2477 | 4.2551 | 3.889 | 4.7741 | 6.3678 | 5.7054 | 3.9715
| HP - Non-Ducted < 4.5 stars (< 3) | 6.5055 | 5.2465 | 4.2539 | 3.8878 | 4.7729 | 6.3666 | 5.7043 | 3.9703
| HP - Non-Ducted < 6 stars (< 3.75) | 6.5037 | 5.2448 | 4.2521 | 3.8861 | 4.7711 | 6.3649 | 5.7025 | 3.9685
| HP - Non-Ducted ≥ 6 stars (≥ 3.75) | 6.502 | 5.243 | 4.2504 | 3.8843 | 4.7694 | 6.3631 | 5.7007 | 3.9668
| Other or None Specified | 6.5088 | 5.2498 | 4.2572 | 3.8912 | 4.7762 | 6.3697 | 5.7075 | 3.9736
Heat Pump - Ducted | Evaporative | 5.9082 | 4.6493 | 3.6558 | 3.2899 | 4.1756 | 5.7697 | 5.1072 | 3.3724
| HP - Ducted < 3 stars (< 2.25) | 5.9179 | 4.659 | 3.6664 | 3.3003 | 4.1853 | 5.7788 | 5.1166 | 3.3828
≥ 6 Stars (≥ 3.75) | HP - Ducted < 4.5 stars (< 3) | 5.9165 | 4.6575 | 3.6649 | 3.2989 | 4.1839 | 5.7774 | 5.1152 | 3.3813
0 | HP - Ducted < 6 stars (< 3.75) | 5.9144 | 4.6554 | 3.6628 | 3.2967 | 4.1818 | 5.7753 | 5.113 | 3.3792
| HP - Ducted ≥ 6 stars (≥ 3.75) | 5.9122 | 4.6532 | 3.6606 | 3.2946 | 4.1796 | 5.7731 | 5.1109 | 3.377
| HP - Non-Ducted < 3 stars (< 2.25) | 5.9158 | 4.6568 | 3.6642 | 3.2981 | 4.1832 | 5.7769 | 5.1145 | 3.3806
| HP - Non-Ducted < 4.5 stars (< 3) | 5.9146 | 4.6556 | 3.663 | 3.297 | 4.182 | 5.7758 | 5.1134 | 3.3794
| HP - Non-Ducted < 6 stars (< 3.75) | 5.9129 | 4.6539 | 3.6612 | 3.2952 | 4.1802 | 5.774 | 5.1116 | 3.3776
| HP - Non-Ducted ≥ 6 stars (≥ 3.75) | 5.9111 | 4.6521 | 3.6595 | 3.2934 | 4.1785 | 5.7722 | 5.1098 | 3.3759
| Other or None Specified | 5.9179 | 4.659 | 3.6664 | 3.3003 | 4.1853 | 5.7788 | 5.1166 | 3.3828
Heat Pump - Non Ducted | Evaporative | 6.8126 | 5.5385 | 4.5554 | 4.1838 | 5.0725 | 6.6575 | 5.9945 | 4.2651
| HP - Ducted < 3 stars (< 2.25) | 6.823 | 5.5486 | 4.5663 | 4.1946 | 5.0826 | 6.6669 | 6.0043 | 4.2758
< 3 Stars (< 2.25) | HP - Ducted < 4.5 stars (< 3) | 6.8215 | 5.5472 | 4.5649 | 4.1931 | 5.0812 | 6.6655 | 6.0029 | 4.2744
0 | HP - Ducted < 6 stars (< 3.75) | 6.8194 | 5.545 | 4.5628 | 4.191 | 5.0791 | 6.6634 | 6.0008 | 4.2723
| HP - Ducted ≥ 6 stars (≥ 3.75) | 6.8173 | 5.5429 | 4.5606 | 4.1888 | 5.0769 | 6.6612 | 5.9986 | 4.2701
| HP - Non-Ducted < 3 stars (< 2.25) | 6.8208 | 5.5464 | 4.5642 | 4.1924 | 5.0805 | 6.6649 | 6.0021 | 4.2737
| HP - Non-Ducted < 4.5 stars (< 3) | 6.8196 | 5.5452 | 4.563 | 4.1912 | 5.0793 | 6.6637 | 6.001 | 4.2725
| HP - Non-Ducted < 6 stars (< 3.75) | 6.8179 | 5.5434 | 4.5612 | 4.1894 | 5.0776 | 6.6619 | 5.9992 | 4.2707
| HP - Non-Ducted ≥ 6 stars (≥ 3.75) | 6.8161 | 5.5417 | 4.5595 | 4.1876 | 5.0758 | 6.6602 | 5.9974 | 4.269
| Other or None Specified | 6.823 | 5.5486 | 4.5663 | 4.1946 | 5.0826 | 6.6669 | 6.0043 | 4.2758
Heat Pump - Non Ducted | Evaporative | 6.4791 | 5.205 | 4.2219 | 3.8502 | 4.739 | 6.3239 | 5.661 | 3.9316
| HP - Ducted < 3 stars (< 2.25) | 6.4894 | 5.2151 | 4.2328 | 3.861 | 4.7491 | 6.3334 | 5.6708 | 3.9423
< 4.5 Stars (< 3.0) | HP - Ducted < 4.5 stars (< 3) | 6.488 | 5.2136 | 4.2314 | 3.8596 | 4.7477 | 6.332 | 5.6694 | 3.9409
0 | HP - Ducted < 6 stars (< 3.75) | 6.4859 | 5.2115 | 4.2292 | 3.8575 | 4.7455 | 6.3298 | 5.6673 | 3.9388
| HP - Ducted ≥ 6 stars (≥ 3.75) | 6.4837 | 5.2094 | 4.2271 | 3.8553 | 4.7434 | 6.3277 | 5.6651 | 3.9366
| HP - Non-Ducted < 3 stars (< 2.25) | 6.4873 | 5.2129 | 4.2306 | 3.8588 | 4.747 | 6.3314 | 5.6686 | 3.9401
| HP - Non-Ducted < 4.5 stars (< 3) | 6.4861 | 5.2117 | 4.2295 | 3.8577 | 4.7458 | 6.3302 | 5.6674 | 3.939
| HP - Non-Ducted < 6 stars (< 3.75) | 6.4843 | 5.2099 | 4.2277 | 3.8559 | 4.744 | 6.3284 | 5.6657 | 3.9372
| HP - Non-Ducted ≥ 6 stars (≥ 3.75) | 6.4826 | 5.2081 | 4.2259 | 3.8541 | 4.7423 | 6.3266 | 5.6639 | 3.9354
| Other or None Specified | 6.4894 | 5.2151 | 4.2328 | 3.861 | 4.7491 | 6.3334 | 5.6708 | 3.9423
Heat Pump - Non Ducted | Evaporative | 5.9788 | 4.7047 | 3.7216 | 3.35 | 4.2387 | 5.8237 | 5.1607 | 3.4313
| HP - Ducted < 3 stars (< 2.25) | 5.9892 | 4.7148 | 3.7325 | 3.3607 | 4.2488 | 5.8331 | 5.1705 | 3.442
< 6 Stars (< 3.75) | HP - Ducted < 4.5 stars (< 3) | 5.9877 | 4.7134 | 3.7311 | 3.3593 | 4.2474 | 5.8317 | 5.1691 | 3.4406
0 | HP - Ducted < 6 stars (< 3.75) | 5.9856 | 4.7112 | 3.729 | 3.3572 | 4.2453 | 5.8296 | 5.167 | 3.4385
| HP - Ducted ≥ 6 stars (≥ 3.75) | 5.9835 | 4.7091 | 3.7268 | 3.355 | 4.2431 | 5.8274 | 5.1648 | 3.4363
| HP - Non-Ducted < 3 stars (< 2.25) | 5.987 | 4.7126 | 3.7304 | 3.3586 | 4.2467 | 5.8311 | 5.1683 | 3.4399
| HP - Non-Ducted < 4.5 stars (< 3) | 5.9858 | 4.7114 | 3.7292 | 3.3574 | 4.2455 | 5.8299 | 5.1672 | 3.4387
| HP - Non-Ducted < 6 stars (< 3.75) | 5.9841 | 4.7096 | 3.7274 | 3.3556 | 4.2437 | 5.8281 | 5.1654 | 3.4369
| HP - Non-Ducted ≥ 6 stars (≥ 3.75) | 5.9823 | 4.7079 | 3.7257 | 3.3538 | 4.242 | 5.8264 | 5.1636 | 3.4351
| Other or None Specified | 5.9892 | 4.7148 | 3.7325 | 3.3607 | 4.2488 | 5.8331 | 5.1705 | 3.442
Heat Pump - Non Ducted | Evaporative | 5.4785 | 4.2045 | 3.2213 | 2.8497 | 3.7385 | 5.3234 | 4.6604 | 2.931
| HP - Ducted < 3 stars (< 2.25) | 5.4889 | 4.2145 | 3.2322 | 2.8605 | 3.7485 | 5.3328 | 4.6703 | 2.9418
≥ 6 Stars (≥ 3.75) | HP - Ducted < 4.5 stars (< 3) | 5.4875 | 4.2131 | 3.2308 | 2.859 | 3.7471 | 5.3314 | 4.6688 | 2.9403
0 | HP - Ducted < 6 stars (< 3.75) | 5.4853 | 4.2109 | 3.2287 | 2.8569 | 3.745 | 5.3293 | 4.6667 | 2.9382
| HP - Ducted ≥ 6 stars (≥ 3.75) | 5.4832 | 4.2088 | 3.2265 | 2.8548 | 3.7428 | 5.3271 | 4.6645 | 2.936
| HP - Non-Ducted < 3 stars (< 2.25) | 5.4867 | 4.2123 | 3.2301 | 2.8583 | 3.7464 | 5.3308 | 4.6681 | 2.9396
| HP - Non-Ducted < 4.5 stars (< 3) | 5.4855 | 4.2111 | 3.2289 | 2.8571 | 3.7452 | 5.3296 | 4.6669 | 2.9384
| HP - Non-Ducted < 6 stars (< 3.75) | 5.4838 | 4.2093 | 3.2271 | 2.8553 | 3.7435 | 5.3278 | 4.6651 | 2.9366
| HP - Non-Ducted ≥ 6 stars (≥ 3.75) | 5.482 | 4.2076 | 3.2254 | 2.8536 | 3.7417 | 5.3261 | 4.6633 | 2.9349
| Other or None Specified | 5.4889 | 4.2145 | 3.2322 | 2.8605 | 3.7485 | 5.3328 | 4.6703 | 2.9418
NCC Climate Zone |  | 8 | OTHER HEATING TYPES |  |  |  |  | State | NSW
Col 1 | Col 2 | Col 3 | Col 4 | Col 5 | Col 6 | Col 7 | Col 8 | Col 9 | Col 10
Main Type of Heater | Main type of Cooler | Electric Storage (peak) | Electric Storage (off peak) | Heat Pump (Standard) | Heat Pump (off-peak) | Solar electric (Standard) | Gas storage | Gas Instantaneous | Solar Gas
Electric - Resistance (Panel) | Evaporative | 15.5358 | 14.6105 | 13.6303 | 13.3432 | 14.0951 | 15.6552 | 15.0433 | 13.4268
| HP - Ducted < 3 stars (< 2.25) | 15.5409 | 14.6161 | 13.6371 | 13.3497 | 14.101 | 15.6599 | 15.0485 | 13.4332
| HP - Ducted < 4.5 stars (< 3) | 15.5395 | 14.6146 | 13.6356 | 13.3483 | 14.0996 | 15.6585 | 15.0471 | 13.4318
0 | HP - Ducted < 6 stars (< 3.75) | 15.5373 | 14.6125 | 13.6335 | 13.3462 | 14.0975 | 15.6564 | 15.045 | 13.4296
| HP - Ducted ≥ 6 stars (≥ 3.75) | 15.5352 | 14.6103 | 13.6314 | 13.344 | 14.0953 | 15.6542 | 15.0428 | 13.4275
| HP - Non-Ducted < 3 stars (< 2.25) | 15.5387 | 14.615 | 13.6349 | 13.3484 | 14.0998 | 15.659 | 15.0475 | 13.4319
| HP - Non-Ducted < 4.5 stars (< 3) | 15.5375 | 14.6138 | 13.6337 | 13.3473 | 14.0986 | 15.6579 | 15.0463 | 13.4308
| HP - Non-Ducted < 6 stars (< 3.75) | 15.5357 | 14.612 | 13.6319 | 13.3455 | 14.0969 | 15.6561 | 15.0446 | 13.429
| HP - Non-Ducted ≥ 6 stars (≥ 3.75) | 15.534 | 14.6103 | 13.6301 | 13.3437 | 14.0951 | 15.6543 | 15.0428 | 13.4272
| Other or None Specified | 15.5409 | 14.6161 | 13.6371 | 13.3497 | 14.101 | 15.6599 | 15.0485 | 13.4332
Wood Heater | Evaporative | 8.7492 | 7.7223 | 6.5521 | 6.2661 | 7.0541 | 8.9513 | 8.2393 | 6.3609
| HP - Ducted < 3 stars (< 2.25) | 8.7613 | 7.7346 | 6.5657 | 6.2796 | 7.0667 | 8.9626 | 8.2512 | 6.3744
| HP - Ducted < 4.5 stars (< 3) | 8.7599 | 7.7331 | 6.5642 | 6.2782 | 7.0653 | 8.9611 | 8.2497 | 6.3729
0 | HP - Ducted < 6 stars (< 3.75) | 8.7578 | 7.731 | 6.5621 | 6.276 | 7.0632 | 8.959 | 8.2476 | 6.3708
| HP - Ducted ≥ 6 stars (≥ 3.75) | 8.7556 | 7.7289 | 6.5599 | 6.2739 | 7.061 | 8.9568 | 8.2454 | 6.3686
| HP - Non-Ducted < 3 stars (< 2.25) | 8.7586 | 7.7321 | 6.5628 | 6.2768 | 7.0641 | 8.9603 | 8.2487 | 6.3715
| HP - Non-Ducted < 4.5 stars (< 3) | 8.7575 | 7.7309 | 6.5616 | 6.2756 | 7.0629 | 8.9591 | 8.2475 | 6.3704
| HP - Non-Ducted < 6 stars (< 3.75) | 8.7557 | 7.7291 | 6.5599 | 6.2738 | 7.0612 | 8.9573 | 8.2458 | 6.3686
| HP - Non-Ducted ≥ 6 stars (≥ 3.75) | 8.7539 | 7.7273 | 6.5581 | 6.2721 | 7.0594 | 8.9556 | 8.244 | 6.3668
| Other or None Specified | 8.7613 | 7.7346 | 6.5657 | 6.2796 | 7.0667 | 8.9626 | 8.2512 | 6.3744
Electric - Resistance (Slab) | Evaporative | 12.7174 | 11.9119 | 10.7024 | 10.4652 | 11.1458 | 13.1564 | 12.4418 | 10.5627
| HP - Ducted < 3 stars (< 2.25) | 12.7258 | 11.9208 | 10.7127 | 10.4753 | 11.1551 | 13.1643 | 12.4502 | 10.5727
| HP - Ducted < 4.5 stars (< 3) | 12.7243 | 11.9193 | 10.7112 | 10.4738 | 11.1537 | 13.1628 | 12.4488 | 10.5712
0 | HP - Ducted < 6 stars (< 3.75) | 12.7222 | 11.9172 | 10.7091 | 10.4717 | 11.1515 | 13.1607 | 12.4467 | 10.5691
| HP - Ducted ≥ 6 stars (≥ 3.75) | 12.72 | 11.915 | 10.7069 | 10.4696 | 11.1494 | 13.1586 | 12.4445 | 10.5669
| HP - Non-Ducted < 3 stars (< 2.25) | 12.7232 | 11.9192 | 10.71 | 10.4733 | 11.1533 | 13.1629 | 12.4487 | 10.5708
| HP - Non-Ducted < 4.5 stars (< 3) | 12.722 | 11.918 | 10.7088 | 10.4722 | 11.1521 | 13.1617 | 12.4475 | 10.5696
| HP - Non-Ducted < 6 stars (< 3.75) | 12.7203 | 11.9162 | 10.7071 | 10.4704 | 11.1504 | 13.16 | 12.4458 | 10.5678
| HP - Non-Ducted ≥ 6 stars (≥ 3.75) | 12.7185 | 11.9144 | 10.7053 | 10.4686 | 11.1486 | 13.1582 | 12.444 | 10.5661
| Other or None Specified | 12.7258 | 11.9208 | 10.7127 | 10.4753 | 11.1551 | 13.1643 | 12.4502 | 10.5727
Other or None Specified | Evaporative | 7.4839 | 6.225 | 5.2315 | 4.8656 | 5.7513 | 7.3454 | 6.6829 | 4.9481
| HP - Ducted < 3 stars (< 2.25) | 7.4936 | 6.2346 | 5.242 | 4.876 | 5.761 | 7.3545 | 6.6923 | 4.9584
| HP - Ducted < 4.5 stars (< 3) | 7.4922 | 6.2332 | 5.2406 | 4.8746 | 5.7596 | 7.3531 | 6.6909 | 4.957
0 | HP - Ducted < 6 stars (< 3.75) | 7.4901 | 6.2311 | 5.2385 | 4.8724 | 5.7575 | 7.3509 | 6.6887 | 4.9549
| HP - Ducted ≥ 6 stars (≥ 3.75) | 7.4879 | 6.2289 | 5.2363 | 4.8703 | 5.7553 | 7.3488 | 6.6866 | 4.9527
| HP - Non-Ducted < 3 stars (< 2.25) | 7.4915 | 6.2325 | 5.2399 | 4.8738 | 5.7589 | 7.3526 | 6.6902 | 4.9563
| HP - Non-Ducted < 4.5 stars (< 3) | 7.4903 | 6.2313 | 5.2387 | 4.8726 | 5.7577 | 7.3515 | 6.6891 | 4.9551
| HP - Non-Ducted < 6 stars (< 3.75) | 7.4885 | 6.2296 | 5.2369 | 4.8709 | 5.7559 | 7.3497 | 6.6873 | 4.9533
| HP - Non-Ducted ≥ 6 stars (≥ 3.75) | 7.4868 | 6.2278 | 5.2352 | 4.8691 | 5.7542 | 7.3479 | 6.6855 | 4.9516
| Other or None Specified | 7.4936 | 6.2346 | 5.242 | 4.876 | 5.761 | 7.3545 | 6.6923 | 4.9584
Swimming Pool Pump
| Star | MJ PV/1000L | kW PV/1000L | kW PV / 40,000
| 1 | 307.077 | 0.065268 | 2.6107 |  | Note: For Option 2 Need to select a base case (eg, 5 Stars)
| 1.5 | 259.4317 | 0.055141 | 2.2057 |  | Requirement = difference between 5 stars and selected star rating
| 2 | 225.6268 | 0.047956 | 1.9183
| 2.5 | 199.4057 | 0.042383 | 1.6953
| 3 | 177.9815 | 0.037829 | 1.5132
| 3.5 | 159.8676 | 0.033979 | 1.3592
| 4 | 144.1766 | 0.030644 | 1.2258
| 4.5 | 130.3362 | 0.027703 | 1.1081
| 5 | 117.9555 | 0.025071 | 1.0028
| 5.5 | 106.7558 | 0.022691 | 0.90763
| 6 | 96.5313 | 0.020517 | 0.8207
| 6.5 | 87.1257 | 0.018518 | 0.74073
| 7 | 78.4174 | 0.016667 | 0.6667
| 7.5 | 70.3102 | 0.014944 | 0.59777
| 8 | 62.7264 | 0.013332 | 0.53329
| 8.5 | 55.6025 | 0.011818 | 0.47273
| 9 | 48.886 | 0.010391 | 0.41562
| 9.5 | 42.5327 | 0.0090402 | 0.36161
| 10 | 36.5053 | 0.0077591 | 0.31036
| Spa Pump |  |  |  |  | Note: For Option 2 Need to select a base case (eg, 50% of ZNSC)
| Star | MJ PV/100 L | kW PV/100L | kW PV/4000L |  | Requirement = % * Reuirement for ZNSC
| Any | 364.5445 | 0.077483 | 3.0993

## 8-VIC (hidden)
NCC Climate Zone |  | 8 | GAS HEATING TYPES |  |  |  |  | State | VIC
Col 1 | Col 2 | Col 3 | Col 4 | Col 5 | Col 6 | Col 7 | Col 8 | Col 9 | Col 10
Main Type of Heater | Main type of Cooler | Electric Storage (peak) | Electric Storage (off peak) | Heat Pump (Standard) | Heat Pump (off-peak) | Solar electric (Standard) | Gas storage | Gas Instantaneous | Solar Gas
Gas - Ducted | Evaporative | 9.1937 | 8.9616 | 7.3934 | 7.3597 | 7.766 | 8.4032 | 8.0383 | 7.0247
(includes Hydronic) | HP - Ducted < 3 stars (< 2.25) | 9.202 | 8.97 | 7.4025 | 7.3686 | 7.7747 | 8.4119 | 8.047 | 7.0338
< 3Stars | HP - Ducted < 4.5 stars (< 3) | 9.2007 | 8.9687 | 7.4012 | 7.3673 | 7.7734 | 8.4106 | 8.0457 | 7.0325
0 | HP - Ducted < 6 stars (< 3.75) | 9.1988 | 8.9667 | 7.3992 | 7.3654 | 7.7715 | 8.4086 | 8.0438 | 7.0305
| HP - Ducted ≥ 6 stars (≥ 3.75) | 9.1968 | 8.9648 | 7.3973 | 7.3634 | 7.7695 | 8.4066 | 8.0418 | 7.0286
| HP - Non-Ducted < 3 stars (< 2.25) | 9.2001 | 8.9685 | 7.4006 | 7.3668 | 7.773 | 8.4102 | 8.0453 | 7.0319
| HP - Non-Ducted < 4.5 stars (< 3) | 9.199 | 8.9674 | 7.3995 | 7.3657 | 7.7719 | 8.4091 | 8.0443 | 7.0308
| HP - Non-Ducted < 6 stars (< 3.75) | 9.1974 | 8.9657 | 7.3979 | 7.3641 | 7.7703 | 8.4075 | 8.0426 | 7.0292
| HP - Non-Ducted ≥ 6 stars (≥ 3.75) | 9.1958 | 8.9641 | 7.3963 | 7.3625 | 7.7686 | 8.4059 | 8.041 | 7.0276
| Other or None Specified | 9.202 | 8.97 | 7.4025 | 7.3686 | 7.7747 | 8.4119 | 8.047 | 7.0338
Gas - Ducted | Evaporative | 8.7493 | 8.5172 | 6.949 | 6.9153 | 7.3216 | 7.9588 | 7.5939 | 6.5803
(includes Hydronic) | HP - Ducted < 3 stars (< 2.25) | 8.7576 | 8.5256 | 6.9581 | 6.9242 | 7.3303 | 7.9675 | 7.6026 | 6.5894
< 4.5Stars | HP - Ducted < 4.5 stars (< 3) | 8.7563 | 8.5243 | 6.9568 | 6.9229 | 7.329 | 7.9662 | 7.6013 | 6.5881
0 | HP - Ducted < 6 stars (< 3.75) | 8.7544 | 8.5223 | 6.9548 | 6.921 | 7.3271 | 7.9642 | 7.5994 | 6.5861
| HP - Ducted ≥ 6 stars (≥ 3.75) | 8.7524 | 8.5204 | 6.9529 | 6.919 | 7.3251 | 7.9622 | 7.5974 | 6.5842
| HP - Non-Ducted < 3 stars (< 2.25) | 8.7557 | 8.5241 | 6.9562 | 6.9224 | 7.3286 | 7.9658 | 7.6009 | 6.5875
| HP - Non-Ducted < 4.5 stars (< 3) | 8.7546 | 8.523 | 6.9551 | 6.9213 | 7.3275 | 7.9647 | 7.5999 | 6.5864
| HP - Non-Ducted < 6 stars (< 3.75) | 8.753 | 8.5213 | 6.9535 | 6.9197 | 7.3259 | 7.9631 | 7.5982 | 6.5848
| HP - Non-Ducted ≥ 6 stars (≥ 3.75) | 8.7514 | 8.5197 | 6.9519 | 6.9181 | 7.3242 | 7.9615 | 7.5966 | 6.5832
| Other or None Specified | 8.7576 | 8.5256 | 6.9581 | 6.9242 | 7.3303 | 7.9675 | 7.6026 | 6.5894
Gas - Ducted | Evaporative | 8.0827 | 7.8506 | 6.2824 | 6.2487 | 6.655 | 7.2922 | 6.9273 | 5.9137
(includes Hydronic) | HP - Ducted < 3 stars (< 2.25) | 8.0911 | 7.859 | 6.2915 | 6.2576 | 6.6637 | 7.3009 | 6.936 | 5.9228
< 6Stars | HP - Ducted < 4.5 stars (< 3) | 8.0897 | 7.8577 | 6.2902 | 6.2563 | 6.6624 | 7.2996 | 6.9347 | 5.9215
0 | HP - Ducted < 6 stars (< 3.75) | 8.0878 | 7.8557 | 6.2882 | 6.2544 | 6.6605 | 7.2976 | 6.9328 | 5.9195
| HP - Ducted ≥ 6 stars (≥ 3.75) | 8.0858 | 7.8538 | 6.2863 | 6.2524 | 6.6585 | 7.2956 | 6.9308 | 5.9176
| HP - Non-Ducted < 3 stars (< 2.25) | 8.0891 | 7.8575 | 6.2896 | 6.2558 | 6.662 | 7.2992 | 6.9343 | 5.9209
| HP - Non-Ducted < 4.5 stars (< 3) | 8.088 | 7.8564 | 6.2885 | 6.2547 | 6.6609 | 7.2981 | 6.9333 | 5.9198
| HP - Non-Ducted < 6 stars (< 3.75) | 8.0864 | 7.8547 | 6.2869 | 6.2531 | 6.6593 | 7.2965 | 6.9316 | 5.9182
| HP - Non-Ducted ≥ 6 stars (≥ 3.75) | 8.0848 | 7.8531 | 6.2853 | 6.2515 | 6.6576 | 7.2949 | 6.93 | 5.9166
| Other or None Specified | 8.0911 | 7.859 | 6.2915 | 6.2576 | 6.6637 | 7.3009 | 6.936 | 5.9228
Gas - Ducted | Evaporative | 7.4161 | 7.184 | 5.6158 | 5.5821 | 5.9884 | 6.6256 | 6.2607 | 5.2471
(includes Hydronic) | HP - Ducted < 3 stars (< 2.25) | 7.4245 | 7.1924 | 5.6249 | 5.591 | 5.9971 | 6.6343 | 6.2695 | 5.2562
≥ 6Stars | HP - Ducted < 4.5 stars (< 3) | 7.4231 | 7.1911 | 5.6236 | 5.5897 | 5.9958 | 6.633 | 6.2681 | 5.2549
0 | HP - Ducted < 6 stars (< 3.75) | 7.4212 | 7.1891 | 5.6216 | 5.5878 | 5.9939 | 6.631 | 6.2662 | 5.2529
| HP - Ducted ≥ 6 stars (≥ 3.75) | 7.4192 | 7.1872 | 5.6197 | 5.5858 | 5.9919 | 6.629 | 6.2642 | 5.251
| HP - Non-Ducted < 3 stars (< 2.25) | 7.4225 | 7.1909 | 5.623 | 5.5892 | 5.9954 | 6.6326 | 6.2677 | 5.2543
| HP - Non-Ducted < 4.5 stars (< 3) | 7.4214 | 7.1898 | 5.6219 | 5.5881 | 5.9943 | 6.6315 | 6.2667 | 5.2532
| HP - Non-Ducted < 6 stars (< 3.75) | 7.4198 | 7.1881 | 5.6203 | 5.5865 | 5.9927 | 6.6299 | 6.265 | 5.2516
| HP - Non-Ducted ≥ 6 stars (≥ 3.75) | 7.4182 | 7.1865 | 5.6187 | 5.5849 | 5.991 | 6.6283 | 6.2634 | 5.25
| Other or None Specified | 7.4245 | 7.1924 | 5.6249 | 5.591 | 5.9971 | 6.6343 | 6.2695 | 5.2562
Gas - Non Ducted | Evaporative | 7.7311 | 7.4706 | 5.9013 | 5.8631 | 6.2779 | 6.9072 | 6.5417 | 5.5277
| HP - Ducted < 3 stars (< 2.25) | 7.7403 | 7.4795 | 5.911 | 5.8726 | 6.2871 | 6.9163 | 6.5509 | 5.5374
< 3Stars | HP - Ducted < 4.5 stars (< 3) | 7.739 | 7.4782 | 5.9097 | 5.8713 | 6.2858 | 6.915 | 6.5496 | 5.5361
0 | HP - Ducted < 6 stars (< 3.75) | 7.737 | 7.4762 | 5.9077 | 5.8693 | 6.2838 | 6.913 | 6.5477 | 5.5341
| HP - Ducted ≥ 6 stars (≥ 3.75) | 7.7351 | 7.4743 | 5.9057 | 5.8674 | 6.2818 | 6.9111 | 6.5457 | 5.5321
| HP - Non-Ducted < 3 stars (< 2.25) | 7.7383 | 7.4777 | 5.909 | 5.8706 | 6.2851 | 6.9144 | 6.549 | 5.5353
| HP - Non-Ducted < 4.5 stars (< 3) | 7.7372 | 7.4766 | 5.9079 | 5.8695 | 6.284 | 6.9133 | 6.5479 | 5.5342
| HP - Non-Ducted < 6 stars (< 3.75) | 7.7356 | 7.475 | 5.9062 | 5.8679 | 6.2824 | 6.9117 | 6.5463 | 5.5326
| HP - Non-Ducted ≥ 6 stars (≥ 3.75) | 7.734 | 7.4733 | 5.9046 | 5.8662 | 6.2808 | 6.9101 | 6.5446 | 5.531
| Other or None Specified | 7.7403 | 7.4795 | 5.911 | 5.8726 | 6.2871 | 6.9163 | 6.5509 | 5.5374
Gas - Non Ducted | Evaporative | 7.4011 | 7.1406 | 5.5713 | 5.5331 | 5.9478 | 6.5772 | 6.2117 | 5.1977
| HP - Ducted < 3 stars (< 2.25) | 7.4103 | 7.1495 | 5.581 | 5.5426 | 5.957 | 6.5863 | 6.2209 | 5.2074
< 4.5Stars | HP - Ducted < 4.5 stars (< 3) | 7.409 | 7.1482 | 5.5796 | 5.5413 | 5.9557 | 6.585 | 6.2196 | 5.206
0 | HP - Ducted < 6 stars (< 3.75) | 7.407 | 7.1462 | 5.5777 | 5.5393 | 5.9538 | 6.583 | 6.2176 | 5.2041
| HP - Ducted ≥ 6 stars (≥ 3.75) | 7.4051 | 7.1442 | 5.5757 | 5.5373 | 5.9518 | 6.5811 | 6.2157 | 5.2021
| HP - Non-Ducted < 3 stars (< 2.25) | 7.4083 | 7.1477 | 5.5789 | 5.5406 | 5.9551 | 6.5844 | 6.219 | 5.2053
| HP - Non-Ducted < 4.5 stars (< 3) | 7.4072 | 7.1466 | 5.5778 | 5.5395 | 5.954 | 6.5833 | 6.2179 | 5.2042
| HP - Non-Ducted < 6 stars (< 3.75) | 7.4056 | 7.145 | 5.5762 | 5.5379 | 5.9524 | 6.5817 | 6.2163 | 5.2026
| HP - Non-Ducted ≥ 6 stars (≥ 3.75) | 7.404 | 7.1433 | 5.5746 | 5.5362 | 5.9508 | 6.5801 | 6.2146 | 5.201
| Other or None Specified | 7.4103 | 7.1495 | 5.581 | 5.5426 | 5.957 | 6.5863 | 6.2209 | 5.2074
Gas - Non Ducted | Evaporative | 6.9061 | 6.6456 | 5.0762 | 5.0381 | 5.4528 | 6.0822 | 5.7167 | 4.7027
| HP - Ducted < 3 stars (< 2.25) | 6.9153 | 6.6544 | 5.0859 | 5.0475 | 5.462 | 6.0913 | 5.7259 | 4.7123
< 6Stars | HP - Ducted < 4.5 stars (< 3) | 6.914 | 6.6531 | 5.0846 | 5.0462 | 5.4607 | 6.09 | 5.7246 | 4.711
0 | HP - Ducted < 6 stars (< 3.75) | 6.912 | 6.6512 | 5.0827 | 5.0443 | 5.4588 | 6.088 | 5.7226 | 4.7091
| HP - Ducted ≥ 6 stars (≥ 3.75) | 6.91 | 6.6492 | 5.0807 | 5.0423 | 5.4568 | 6.086 | 5.7207 | 4.7071
| HP - Non-Ducted < 3 stars (< 2.25) | 6.9133 | 6.6527 | 5.0839 | 5.0456 | 5.4601 | 6.0894 | 5.724 | 4.7103
| HP - Non-Ducted < 4.5 stars (< 3) | 6.9122 | 6.6516 | 5.0828 | 5.0445 | 5.459 | 6.0883 | 5.7229 | 4.7092
| HP - Non-Ducted < 6 stars (< 3.75) | 6.9106 | 6.6499 | 5.0812 | 5.0428 | 5.4574 | 6.0867 | 5.7212 | 4.7076
| HP - Non-Ducted ≥ 6 stars (≥ 3.75) | 6.9089 | 6.6483 | 5.0796 | 5.0412 | 5.4557 | 6.085 | 5.7196 | 4.7059
| Other or None Specified | 6.9153 | 6.6544 | 5.0859 | 5.0475 | 5.462 | 6.0913 | 5.7259 | 4.7123
Gas - Non Ducted | Evaporative | 6.411 | 6.1505 | 4.5812 | 4.5431 | 4.9578 | 5.5871 | 5.2216 | 4.2077
| HP - Ducted < 3 stars (< 2.25) | 6.4202 | 6.1594 | 4.5909 | 4.5525 | 4.967 | 5.5962 | 5.2309 | 4.2173
≥ 6Stars | HP - Ducted < 4.5 stars (< 3) | 6.4189 | 6.1581 | 4.5896 | 4.5512 | 4.9657 | 5.5949 | 5.2295 | 4.216
0 | HP - Ducted < 6 stars (< 3.75) | 6.417 | 6.1561 | 4.5876 | 4.5493 | 4.9637 | 5.593 | 5.2276 | 4.214
| HP - Ducted ≥ 6 stars (≥ 3.75) | 6.415 | 6.1542 | 4.5857 | 4.5473 | 4.9618 | 5.591 | 5.2256 | 4.2121
| HP - Non-Ducted < 3 stars (< 2.25) | 6.4183 | 6.1576 | 4.5889 | 4.5505 | 4.9651 | 5.5944 | 5.2289 | 4.2153
| HP - Non-Ducted < 4.5 stars (< 3) | 6.4172 | 6.1565 | 4.5878 | 4.5494 | 4.964 | 5.5933 | 5.2278 | 4.2142
| HP - Non-Ducted < 6 stars (< 3.75) | 6.4155 | 6.1549 | 4.5862 | 4.5478 | 4.9623 | 5.5916 | 5.2262 | 4.2125
| HP - Non-Ducted ≥ 6 stars (≥ 3.75) | 6.4139 | 6.1533 | 4.5845 | 4.5462 | 4.9607 | 5.59 | 5.2246 | 4.2109
| Other or None Specified | 6.4202 | 6.1594 | 4.5909 | 4.5525 | 4.967 | 5.5962 | 5.2309 | 4.2173
NCC Climate Zone |  | 8 | HEAT PUMP HEATING TYPES |  |  |  |  | State | VIC
Col 1 | Col 2 | Col 3 | Col 4 | Col 5 | Col 6 | Col 7 | Col 8 | Col 9 | Col 10
Main Type of Heater | Main type of Cooler | Electric Storage (peak) | Electric Storage (off peak) | Heat Pump (Standard) | Heat Pump (off-peak) | Solar electric (Standard) | Gas storage | Gas Instantaneous | Solar Gas
Heat Pump - Ducted | Evaporative | 6.1059 | 5.681 | 4.2508 | 4.1469 | 4.6382 | 5.1157 | 4.7764 | 3.8292
| HP - Ducted < 3 stars (< 2.25) | 6.1155 | 5.6901 | 4.2604 | 4.1565 | 4.6476 | 5.1251 | 4.7858 | 3.839
< 3 Stars (< 2.25) | HP - Ducted < 4.5 stars (< 3) | 6.1142 | 5.6888 | 4.2591 | 4.1552 | 4.6463 | 5.1238 | 4.7845 | 3.8377
0 | HP - Ducted < 6 stars (< 3.75) | 6.1123 | 5.6868 | 4.2572 | 4.1533 | 4.6444 | 5.1218 | 4.7826 | 3.8358
| HP - Ducted ≥ 6 stars (≥ 3.75) | 6.1103 | 5.6849 | 4.2552 | 4.1513 | 4.6424 | 5.1199 | 4.7806 | 3.8338
| HP - Non-Ducted < 3 stars (< 2.25) | 6.1136 | 5.6881 | 4.2585 | 4.1546 | 4.6457 | 5.1232 | 4.7839 | 3.8371
| HP - Non-Ducted < 4.5 stars (< 3) | 6.1125 | 5.6871 | 4.2574 | 4.1535 | 4.6446 | 5.1221 | 4.7828 | 3.836
| HP - Non-Ducted < 6 stars (< 3.75) | 6.1109 | 5.6854 | 4.2558 | 4.1519 | 4.643 | 5.1204 | 4.7812 | 3.8344
| HP - Non-Ducted ≥ 6 stars (≥ 3.75) | 6.1093 | 5.6838 | 4.2542 | 4.1503 | 4.6414 | 5.1188 | 4.7796 | 3.8327
| Other or None Specified | 6.1155 | 5.6901 | 4.2604 | 4.1565 | 4.6476 | 5.1251 | 4.7858 | 3.839
Heat Pump - Ducted | Evaporative | 5.8015 | 5.3766 | 3.9463 | 3.8425 | 4.3338 | 4.8113 | 4.4719 | 3.5248
| HP - Ducted < 3 stars (< 2.25) | 5.8111 | 5.3856 | 3.956 | 3.8521 | 4.3432 | 4.8207 | 4.4814 | 3.5346
< 4.5 Stars (< 3.0) | HP - Ducted < 4.5 stars (< 3) | 5.8098 | 5.3843 | 3.9547 | 3.8508 | 4.3419 | 4.8194 | 4.4801 | 3.5333
0 | HP - Ducted < 6 stars (< 3.75) | 5.8078 | 5.3824 | 3.9527 | 3.8488 | 4.3399 | 4.8174 | 4.4781 | 3.5313
| HP - Ducted ≥ 6 stars (≥ 3.75) | 5.8059 | 5.3804 | 3.9508 | 3.8469 | 4.338 | 4.8155 | 4.4762 | 3.5294
| HP - Non-Ducted < 3 stars (< 2.25) | 5.8092 | 5.3837 | 3.9541 | 3.8502 | 4.3413 | 4.8187 | 4.4795 | 3.5326
| HP - Non-Ducted < 4.5 stars (< 3) | 5.8081 | 5.3826 | 3.953 | 3.8491 | 4.3402 | 4.8176 | 4.4784 | 3.5316
| HP - Non-Ducted < 6 stars (< 3.75) | 5.8065 | 5.381 | 3.9514 | 3.8475 | 4.3386 | 4.816 | 4.4768 | 3.5299
| HP - Non-Ducted ≥ 6 stars (≥ 3.75) | 5.8048 | 5.3794 | 3.9497 | 3.8458 | 4.3369 | 4.8144 | 4.4751 | 3.5283
| Other or None Specified | 5.8111 | 5.3856 | 3.956 | 3.8521 | 4.3432 | 4.8207 | 4.4814 | 3.5346
Heat Pump - Ducted | Evaporative | 5.3448 | 4.9199 | 3.4897 | 3.3858 | 3.8771 | 4.3546 | 4.0153 | 3.0682
| HP - Ducted < 3 stars (< 2.25) | 5.3544 | 4.929 | 3.4994 | 3.3955 | 3.8865 | 4.364 | 4.0248 | 3.078
< 6 Stars (< 3.75) | HP - Ducted < 4.5 stars (< 3) | 5.3531 | 4.9277 | 3.498 | 3.3942 | 3.8852 | 4.3627 | 4.0235 | 3.0766
0 | HP - Ducted < 6 stars (< 3.75) | 5.3512 | 4.9257 | 3.4961 | 3.3922 | 3.8833 | 4.3608 | 4.0215 | 3.0747
| HP - Ducted ≥ 6 stars (≥ 3.75) | 5.3492 | 4.9238 | 3.4941 | 3.3902 | 3.8813 | 4.3588 | 4.0195 | 3.0727
| HP - Non-Ducted < 3 stars (< 2.25) | 5.3525 | 4.9271 | 3.4974 | 3.3935 | 3.8846 | 4.3621 | 4.0228 | 3.076
| HP - Non-Ducted < 4.5 stars (< 3) | 5.3514 | 4.926 | 3.4964 | 3.3924 | 3.8836 | 4.361 | 4.0217 | 3.0749
| HP - Non-Ducted < 6 stars (< 3.75) | 5.3498 | 4.9243 | 3.4947 | 3.3908 | 3.8819 | 4.3593 | 4.0201 | 3.0733
| HP - Non-Ducted ≥ 6 stars (≥ 3.75) | 5.3482 | 4.9227 | 3.4931 | 3.3892 | 3.8803 | 4.3577 | 4.0185 | 3.0716
| Other or None Specified | 5.3544 | 4.929 | 3.4994 | 3.3955 | 3.8865 | 4.364 | 4.0248 | 3.078
Heat Pump - Ducted | Evaporative | 4.8882 | 4.4633 | 3.033 | 2.9292 | 3.4205 | 3.898 | 3.5586 | 2.6115
| HP - Ducted < 3 stars (< 2.25) | 4.8978 | 4.4723 | 3.0427 | 2.9388 | 3.4299 | 3.9074 | 3.5681 | 2.6213
≥ 6 Stars (≥ 3.75) | HP - Ducted < 4.5 stars (< 3) | 4.8965 | 4.471 | 3.0414 | 2.9375 | 3.4286 | 3.9061 | 3.5668 | 2.62
0 | HP - Ducted < 6 stars (< 3.75) | 4.8945 | 4.4691 | 3.0394 | 2.9355 | 3.4266 | 3.9041 | 3.5648 | 2.618
| HP - Ducted ≥ 6 stars (≥ 3.75) | 4.8926 | 4.4671 | 3.0375 | 2.9336 | 3.4247 | 3.9022 | 3.5629 | 2.6161
| HP - Non-Ducted < 3 stars (< 2.25) | 4.8959 | 4.4704 | 3.0408 | 2.9369 | 3.428 | 3.9054 | 3.5662 | 2.6193
| HP - Non-Ducted < 4.5 stars (< 3) | 4.8948 | 4.4693 | 3.0397 | 2.9358 | 3.4269 | 3.9043 | 3.5651 | 2.6183
| HP - Non-Ducted < 6 stars (< 3.75) | 4.8932 | 4.4677 | 3.0381 | 2.9342 | 3.4253 | 3.9027 | 3.5634 | 2.6166
| HP - Non-Ducted ≥ 6 stars (≥ 3.75) | 4.8915 | 4.4661 | 3.0364 | 2.9325 | 3.4236 | 3.9011 | 3.5618 | 2.615
| Other or None Specified | 4.8978 | 4.4723 | 3.0427 | 2.9388 | 3.4299 | 3.9074 | 3.5681 | 2.6213
Heat Pump - Non Ducted | Evaporative | 5.5831 | 5.1518 | 3.7267 | 3.6182 | 4.1137 | 4.5855 | 4.2456 | 3.3031
| HP - Ducted < 3 stars (< 2.25) | 5.5928 | 5.1612 | 3.7366 | 3.6279 | 4.1232 | 4.5951 | 4.2553 | 3.3131
< 3 Stars (< 2.25) | HP - Ducted < 4.5 stars (< 3) | 5.5915 | 5.1599 | 3.7353 | 3.6266 | 4.1219 | 4.5938 | 4.254 | 3.3118
0 | HP - Ducted < 6 stars (< 3.75) | 5.5895 | 5.1579 | 3.7333 | 3.6247 | 4.1199 | 4.5919 | 4.252 | 3.3098
| HP - Ducted ≥ 6 stars (≥ 3.75) | 5.5876 | 5.156 | 3.7314 | 3.6227 | 4.118 | 4.5899 | 4.25 | 3.3079
| HP - Non-Ducted < 3 stars (< 2.25) | 5.5909 | 5.1592 | 3.7346 | 3.626 | 4.1213 | 4.5932 | 4.2533 | 3.311
| HP - Non-Ducted < 4.5 stars (< 3) | 5.5898 | 5.1581 | 3.7335 | 3.6249 | 4.1202 | 4.5921 | 4.2522 | 3.31
| HP - Non-Ducted < 6 stars (< 3.75) | 5.5882 | 5.1565 | 3.7318 | 3.6233 | 4.1186 | 4.5905 | 4.2506 | 3.3083
| HP - Non-Ducted ≥ 6 stars (≥ 3.75) | 5.5865 | 5.1549 | 3.7302 | 3.6216 | 4.1169 | 4.5888 | 4.249 | 3.3067
| Other or None Specified | 5.5928 | 5.1612 | 3.7366 | 3.6279 | 4.1232 | 4.5951 | 4.2553 | 3.3131
Heat Pump - Non Ducted | Evaporative | 5.3254 | 4.8941 | 3.469 | 3.3605 | 3.856 | 4.3278 | 3.9879 | 3.0454
| HP - Ducted < 3 stars (< 2.25) | 5.3351 | 4.9035 | 3.4789 | 3.3702 | 3.8655 | 4.3374 | 3.9976 | 3.0554
< 4.5 Stars (< 3.0) | HP - Ducted < 4.5 stars (< 3) | 5.3338 | 4.9022 | 3.4776 | 3.3689 | 3.8642 | 4.3361 | 3.9963 | 3.0541
0 | HP - Ducted < 6 stars (< 3.75) | 5.3318 | 4.9002 | 3.4756 | 3.367 | 3.8622 | 4.3342 | 3.9943 | 3.0521
| HP - Ducted ≥ 6 stars (≥ 3.75) | 5.3299 | 4.8982 | 3.4737 | 3.365 | 3.8603 | 4.3322 | 3.9923 | 3.0502
| HP - Non-Ducted < 3 stars (< 2.25) | 5.3332 | 4.9015 | 3.4769 | 3.3683 | 3.8636 | 4.3355 | 3.9956 | 3.0533
| HP - Non-Ducted < 4.5 stars (< 3) | 5.3321 | 4.9004 | 3.4758 | 3.3672 | 3.8625 | 4.3344 | 3.9945 | 3.0523
| HP - Non-Ducted < 6 stars (< 3.75) | 5.3305 | 4.8988 | 3.4741 | 3.3656 | 3.8609 | 4.3328 | 3.9929 | 3.0506
| HP - Non-Ducted ≥ 6 stars (≥ 3.75) | 5.3288 | 4.8972 | 3.4725 | 3.3639 | 3.8592 | 4.3311 | 3.9913 | 3.049
| Other or None Specified | 5.3351 | 4.9035 | 3.4789 | 3.3702 | 3.8655 | 4.3374 | 3.9976 | 3.0554
Heat Pump - Non Ducted | Evaporative | 4.9389 | 4.5076 | 3.0825 | 2.9739 | 3.4694 | 3.9413 | 3.6013 | 2.6589
| HP - Ducted < 3 stars (< 2.25) | 4.9485 | 4.5169 | 3.0923 | 2.9837 | 3.4789 | 3.9509 | 3.611 | 2.6688
< 6 Stars (< 3.75) | HP - Ducted < 4.5 stars (< 3) | 4.9472 | 4.5156 | 3.091 | 2.9824 | 3.4776 | 3.9496 | 3.6097 | 2.6675
0 | HP - Ducted < 6 stars (< 3.75) | 4.9453 | 4.5136 | 3.0891 | 2.9804 | 3.4757 | 3.9476 | 3.6077 | 2.6656
| HP - Ducted ≥ 6 stars (≥ 3.75) | 4.9433 | 4.5117 | 3.0871 | 2.9785 | 3.4737 | 3.9457 | 3.6058 | 2.6636
| HP - Non-Ducted < 3 stars (< 2.25) | 4.9466 | 4.515 | 3.0903 | 2.9817 | 3.477 | 3.9489 | 3.6091 | 2.6668
| HP - Non-Ducted < 4.5 stars (< 3) | 4.9455 | 4.5139 | 3.0892 | 2.9806 | 3.4759 | 3.9478 | 3.608 | 2.6657
| HP - Non-Ducted < 6 stars (< 3.75) | 4.9439 | 4.5122 | 3.0876 | 2.979 | 3.4743 | 3.9462 | 3.6064 | 2.6641
| HP - Non-Ducted ≥ 6 stars (≥ 3.75) | 4.9423 | 4.5106 | 3.0859 | 2.9774 | 3.4727 | 3.9446 | 3.6047 | 2.6624
| Other or None Specified | 4.9485 | 4.5169 | 3.0923 | 2.9837 | 3.4789 | 3.9509 | 3.611 | 2.6688
Heat Pump - Non Ducted | Evaporative | 4.5523 | 4.121 | 2.6959 | 2.5874 | 3.0828 | 3.5547 | 3.2148 | 2.2723
| HP - Ducted < 3 stars (< 2.25) | 4.562 | 4.1304 | 2.7058 | 2.5971 | 3.0924 | 3.5643 | 3.2244 | 2.2823
≥ 6 Stars (≥ 3.75) | HP - Ducted < 4.5 stars (< 3) | 4.5607 | 4.129 | 2.7045 | 2.5958 | 3.0911 | 3.563 | 3.2231 | 2.281
0 | HP - Ducted < 6 stars (< 3.75) | 4.5587 | 4.1271 | 2.7025 | 2.5939 | 3.0891 | 3.5611 | 3.2212 | 2.279
| HP - Ducted ≥ 6 stars (≥ 3.75) | 4.5567 | 4.1251 | 2.7005 | 2.5919 | 3.0872 | 3.5591 | 3.2192 | 2.2771
| HP - Non-Ducted < 3 stars (< 2.25) | 4.5601 | 4.1284 | 2.7037 | 2.5952 | 3.0905 | 3.5624 | 3.2225 | 2.2802
| HP - Non-Ducted < 4.5 stars (< 3) | 4.559 | 4.1273 | 2.7026 | 2.5941 | 3.0894 | 3.5613 | 3.2214 | 2.2791
| HP - Non-Ducted < 6 stars (< 3.75) | 4.5573 | 4.1257 | 2.701 | 2.5924 | 3.0877 | 3.5597 | 3.2198 | 2.2775
| HP - Non-Ducted ≥ 6 stars (≥ 3.75) | 4.5557 | 4.124 | 2.6994 | 2.5908 | 3.0861 | 3.558 | 3.2182 | 2.2759
| Other or None Specified | 4.562 | 4.1304 | 2.7058 | 2.5971 | 3.0924 | 3.5643 | 3.2244 | 2.2823
NCC Climate Zone |  | 8 | OTHER HEATING TYPES |  |  |  |  | State | VIC
Col 1 | Col 2 | Col 3 | Col 4 | Col 5 | Col 6 | Col 7 | Col 8 | Col 9 | Col 10
Main Type of Heater | Main type of Cooler | Electric Storage (peak) | Electric Storage (off peak) | Heat Pump (Standard) | Heat Pump (off-peak) | Solar electric (Standard) | Gas storage | Gas Instantaneous | Solar Gas
Electric - Resistance (Panel) | Evaporative | 12.6167 | 12.3099 | 10.9079 | 10.8355 | 11.2756 | 11.7843 | 11.4534 | 10.5278
| HP - Ducted < 3 stars (< 2.25) | 12.6249 | 12.318 | 10.9169 | 10.8443 | 11.2842 | 11.7926 | 11.4619 | 10.5368
| HP - Ducted < 4.5 stars (< 3) | 12.6236 | 12.3167 | 10.9156 | 10.843 | 11.2829 | 11.7913 | 11.4606 | 10.5355
0 | HP - Ducted < 6 stars (< 3.75) | 12.6216 | 12.3148 | 10.9137 | 10.8411 | 11.2809 | 11.7894 | 11.4587 | 10.5335
| HP - Ducted ≥ 6 stars (≥ 3.75) | 12.6197 | 12.3128 | 10.9117 | 10.8391 | 11.279 | 11.7874 | 11.4567 | 10.5316
| HP - Non-Ducted < 3 stars (< 2.25) | 12.6228 | 12.3165 | 10.9148 | 10.8426 | 11.2825 | 11.791 | 11.4603 | 10.535
| HP - Non-Ducted < 4.5 stars (< 3) | 12.6217 | 12.3154 | 10.9137 | 10.8415 | 11.2814 | 11.7899 | 11.4592 | 10.534
| HP - Non-Ducted < 6 stars (< 3.75) | 12.62 | 12.3138 | 10.9121 | 10.8399 | 11.2798 | 11.7883 | 11.4576 | 10.5323
| HP - Non-Ducted ≥ 6 stars (≥ 3.75) | 12.6184 | 12.3121 | 10.9105 | 10.8383 | 11.2782 | 11.7867 | 11.4559 | 10.5307
| Other or None Specified | 12.6249 | 12.318 | 10.9169 | 10.8443 | 11.2842 | 11.7926 | 11.4619 | 10.5368
Wood Heater | Evaporative | 7.0669 | 6.7941 | 5.2289 | 5.1867 | 5.6084 | 6.2289 | 5.8637 | 4.8517
| HP - Ducted < 3 stars (< 2.25) | 7.0792 | 6.8059 | 5.2417 | 5.1993 | 5.6207 | 6.241 | 5.8761 | 4.8646
| HP - Ducted < 4.5 stars (< 3) | 7.0779 | 6.8046 | 5.2404 | 5.198 | 5.6194 | 6.2397 | 5.8748 | 4.8633
0 | HP - Ducted < 6 stars (< 3.75) | 7.0759 | 6.8026 | 5.2385 | 5.1961 | 5.6174 | 6.2378 | 5.8728 | 4.8613
| HP - Ducted ≥ 6 stars (≥ 3.75) | 7.074 | 6.8007 | 5.2365 | 5.1941 | 5.6155 | 6.2358 | 5.8709 | 4.8594
| HP - Non-Ducted < 3 stars (< 2.25) | 7.0768 | 6.8035 | 5.2392 | 5.1968 | 5.6182 | 6.2386 | 5.8736 | 4.8621
| HP - Non-Ducted < 4.5 stars (< 3) | 7.0757 | 6.8024 | 5.2382 | 5.1957 | 5.6171 | 6.2375 | 5.8725 | 4.861
| HP - Non-Ducted < 6 stars (< 3.75) | 7.0741 | 6.8008 | 5.2365 | 5.1941 | 5.6155 | 6.2358 | 5.8709 | 4.8594
| HP - Non-Ducted ≥ 6 stars (≥ 3.75) | 7.0724 | 6.7992 | 5.2349 | 5.1925 | 5.6139 | 6.2342 | 5.8692 | 4.8577
| Other or None Specified | 7.0792 | 6.8059 | 5.2417 | 5.1993 | 5.6207 | 6.241 | 5.8761 | 4.8646
Electric - Resistance (Slab) | Evaporative | 13.6679 | 13.6092 | 12.0116 | 12.0196 | 12.3351 | 13.0696 | 12.7019 | 11.6867
| HP - Ducted < 3 stars (< 2.25) | 13.6762 | 13.6175 | 12.021 | 12.0287 | 12.3439 | 13.0782 | 12.7107 | 11.696
| HP - Ducted < 4.5 stars (< 3) | 13.6749 | 13.6162 | 12.0197 | 12.0274 | 12.3426 | 13.0769 | 12.7094 | 11.6947
0 | HP - Ducted < 6 stars (< 3.75) | 13.6729 | 13.6142 | 12.0177 | 12.0255 | 12.3406 | 13.0749 | 12.7074 | 11.6927
| HP - Ducted ≥ 6 stars (≥ 3.75) | 13.671 | 13.6123 | 12.0158 | 12.0235 | 12.3387 | 13.073 | 12.7055 | 11.6908
| HP - Non-Ducted < 3 stars (< 2.25) | 13.6739 | 13.6161 | 12.0187 | 12.0271 | 12.3423 | 13.0767 | 12.7091 | 11.6943
| HP - Non-Ducted < 4.5 stars (< 3) | 13.6729 | 13.615 | 12.0176 | 12.026 | 12.3412 | 13.0756 | 12.708 | 11.6932
| HP - Non-Ducted < 6 stars (< 3.75) | 13.6712 | 13.6133 | 12.016 | 12.0243 | 12.3395 | 13.074 | 12.7064 | 11.6916
| HP - Non-Ducted ≥ 6 stars (≥ 3.75) | 13.6696 | 13.6117 | 12.0144 | 12.0227 | 12.3379 | 13.0723 | 12.7048 | 11.69
| Other or None Specified | 13.6762 | 13.6175 | 12.021 | 12.0287 | 12.3439 | 13.0782 | 12.7107 | 11.696
Other or None Specified | Evaporative | 6.1059 | 5.681 | 4.2508 | 4.1469 | 4.6382 | 5.1157 | 4.7764 | 3.8292
| HP - Ducted < 3 stars (< 2.25) | 6.1155 | 5.6901 | 4.2604 | 4.1565 | 4.6476 | 5.1251 | 4.7858 | 3.839
| HP - Ducted < 4.5 stars (< 3) | 6.1142 | 5.6888 | 4.2591 | 4.1552 | 4.6463 | 5.1238 | 4.7845 | 3.8377
0 | HP - Ducted < 6 stars (< 3.75) | 6.1123 | 5.6868 | 4.2572 | 4.1533 | 4.6444 | 5.1218 | 4.7826 | 3.8358
| HP - Ducted ≥ 6 stars (≥ 3.75) | 6.1103 | 5.6849 | 4.2552 | 4.1513 | 4.6424 | 5.1199 | 4.7806 | 3.8338
| HP - Non-Ducted < 3 stars (< 2.25) | 6.1136 | 5.6881 | 4.2585 | 4.1546 | 4.6457 | 5.1232 | 4.7839 | 3.8371
| HP - Non-Ducted < 4.5 stars (< 3) | 6.1125 | 5.6871 | 4.2574 | 4.1535 | 4.6446 | 5.1221 | 4.7828 | 3.836
| HP - Non-Ducted < 6 stars (< 3.75) | 6.1109 | 5.6854 | 4.2558 | 4.1519 | 4.643 | 5.1204 | 4.7812 | 3.8344
| HP - Non-Ducted ≥ 6 stars (≥ 3.75) | 6.1093 | 5.6838 | 4.2542 | 4.1503 | 4.6414 | 5.1188 | 4.7796 | 3.8327
| Other or None Specified | 6.1155 | 5.6901 | 4.2604 | 4.1565 | 4.6476 | 5.1251 | 4.7858 | 3.839

## 8-TAS (hidden)
NCC Climate Zone |  | 8 | GAS HEATING TYPES |  |  |  |  | State | TAS
Col 1 | Col 2 | Col 3 | Col 4 | Col 5 | Col 6 | Col 7 | Col 8 | Col 9 | Col 10
Main Type of Heater | Main type of Cooler | Electric Storage (peak) | Electric Storage (off peak) | Heat Pump (Standard) | Heat Pump (off-peak) | Solar electric (Standard) | Gas storage | Gas Instantaneous | Solar Gas
Gas - Ducted | Evaporative | 16.4562 | 16.1467 | 14.7954 | 14.7146 | 15.1392 | 17.8549 | 17.0301 | 14.9072
(includes Hydronic) | HP - Ducted < 3 stars (< 2.25) | 16.4606 | 16.1531 | 14.8013 | 14.7215 | 15.1458 | 17.8608 | 17.0362 | 14.9141
< 3Stars | HP - Ducted < 4.5 stars (< 3) | 16.4592 | 16.1518 | 14.8 | 14.7202 | 15.1445 | 17.8594 | 17.0349 | 14.9128
0 | HP - Ducted < 6 stars (< 3.75) | 16.4573 | 16.1498 | 14.798 | 14.7183 | 15.1425 | 17.8575 | 17.0329 | 14.9108
| HP - Ducted ≥ 6 stars (≥ 3.75) | 16.4553 | 16.1478 | 14.7961 | 14.7163 | 15.1405 | 17.8555 | 17.0309 | 14.9088
| HP - Non-Ducted < 3 stars (< 2.25) | 16.4587 | 16.1527 | 14.8005 | 14.7209 | 15.1454 | 17.8607 | 17.036 | 14.9135
| HP - Non-Ducted < 4.5 stars (< 3) | 16.4576 | 16.1516 | 14.7995 | 14.7198 | 15.1443 | 17.8596 | 17.0349 | 14.9124
| HP - Non-Ducted < 6 stars (< 3.75) | 16.456 | 16.15 | 14.7978 | 14.7181 | 15.1426 | 17.8579 | 17.0333 | 14.9107
| HP - Non-Ducted ≥ 6 stars (≥ 3.75) | 16.4543 | 16.1483 | 14.7962 | 14.7165 | 15.141 | 17.8563 | 17.0316 | 14.9091
| Other or None Specified | 16.4606 | 16.1531 | 14.8013 | 14.7215 | 15.1458 | 17.8608 | 17.0362 | 14.9141
Gas - Ducted | Evaporative | 15.164 | 14.8545 | 13.5032 | 13.4224 | 13.847 | 16.5628 | 15.7379 | 13.6151
(includes Hydronic) | HP - Ducted < 3 stars (< 2.25) | 15.1684 | 14.861 | 13.5092 | 13.4294 | 13.8536 | 16.5686 | 15.744 | 13.6219
< 4.5Stars | HP - Ducted < 4.5 stars (< 3) | 15.1671 | 14.8596 | 13.5079 | 13.4281 | 13.8523 | 16.5673 | 15.7427 | 13.6206
0 | HP - Ducted < 6 stars (< 3.75) | 15.1651 | 14.8577 | 13.5059 | 13.4261 | 13.8504 | 16.5653 | 15.7407 | 13.6186
| HP - Ducted ≥ 6 stars (≥ 3.75) | 15.1631 | 14.8557 | 13.5039 | 13.4241 | 13.8484 | 16.5633 | 15.7388 | 13.6167
| HP - Non-Ducted < 3 stars (< 2.25) | 15.1666 | 14.8605 | 13.5084 | 13.4287 | 13.8532 | 16.5685 | 15.7439 | 13.6213
| HP - Non-Ducted < 4.5 stars (< 3) | 15.1655 | 14.8595 | 13.5073 | 13.4276 | 13.8521 | 16.5674 | 15.7428 | 13.6202
| HP - Non-Ducted < 6 stars (< 3.75) | 15.1638 | 14.8578 | 13.5057 | 13.426 | 13.8505 | 16.5658 | 15.7411 | 13.6186
| HP - Non-Ducted ≥ 6 stars (≥ 3.75) | 15.1622 | 14.8562 | 13.504 | 13.4243 | 13.8488 | 16.5641 | 15.7395 | 13.6169
| Other or None Specified | 15.1684 | 14.861 | 13.5092 | 13.4294 | 13.8536 | 16.5686 | 15.744 | 13.6219
Gas - Ducted | Evaporative | 13.2258 | 12.9163 | 11.565 | 11.4842 | 11.9088 | 14.6245 | 13.7997 | 11.6768
(includes Hydronic) | HP - Ducted < 3 stars (< 2.25) | 13.2302 | 12.9227 | 11.5709 | 11.4911 | 11.9154 | 14.6304 | 13.8058 | 11.6837
< 6Stars | HP - Ducted < 4.5 stars (< 3) | 13.2288 | 12.9214 | 11.5696 | 11.4898 | 11.9141 | 14.629 | 13.8045 | 11.6824
0 | HP - Ducted < 6 stars (< 3.75) | 13.2269 | 12.9194 | 11.5676 | 11.4879 | 11.9121 | 14.6271 | 13.8025 | 11.6804
| HP - Ducted ≥ 6 stars (≥ 3.75) | 13.2249 | 12.9174 | 11.5657 | 11.4859 | 11.9101 | 14.6251 | 13.8005 | 11.6784
| HP - Non-Ducted < 3 stars (< 2.25) | 13.2283 | 12.9223 | 11.5701 | 11.4905 | 11.915 | 14.6303 | 13.8056 | 11.6831
| HP - Non-Ducted < 4.5 stars (< 3) | 13.2272 | 12.9212 | 11.5691 | 11.4894 | 11.9139 | 14.6292 | 13.8045 | 11.682
| HP - Non-Ducted < 6 stars (< 3.75) | 13.2256 | 12.9196 | 11.5674 | 11.4877 | 11.9122 | 14.6275 | 13.8029 | 11.6803
| HP - Non-Ducted ≥ 6 stars (≥ 3.75) | 13.2239 | 12.9179 | 11.5658 | 11.4861 | 11.9106 | 14.6259 | 13.8012 | 11.6787
| Other or None Specified | 13.2302 | 12.9227 | 11.5709 | 11.4911 | 11.9154 | 14.6304 | 13.8058 | 11.6837
Gas - Ducted | Evaporative | 11.2876 | 10.978 | 9.6267 | 9.546 | 9.9706 | 12.6863 | 11.8615 | 9.7386
(includes Hydronic) | HP - Ducted < 3 stars (< 2.25) | 11.2919 | 10.9845 | 9.6327 | 9.5529 | 9.9772 | 12.6921 | 11.8675 | 9.7455
≥ 6Stars | HP - Ducted < 4.5 stars (< 3) | 11.2906 | 10.9832 | 9.6314 | 9.5516 | 9.9758 | 12.6908 | 11.8662 | 9.7441
0 | HP - Ducted < 6 stars (< 3.75) | 11.2886 | 10.9812 | 9.6294 | 9.5496 | 9.9739 | 12.6888 | 11.8642 | 9.7422
| HP - Ducted ≥ 6 stars (≥ 3.75) | 11.2867 | 10.9792 | 9.6274 | 9.5476 | 9.9719 | 12.6869 | 11.8623 | 9.7402
| HP - Non-Ducted < 3 stars (< 2.25) | 11.2901 | 10.9841 | 9.6319 | 9.5522 | 9.9767 | 12.692 | 11.8674 | 9.7448
| HP - Non-Ducted < 4.5 stars (< 3) | 11.289 | 10.983 | 9.6308 | 9.5511 | 9.9756 | 12.6909 | 11.8663 | 9.7437
| HP - Non-Ducted < 6 stars (< 3.75) | 11.2873 | 10.9813 | 9.6292 | 9.5495 | 9.974 | 12.6893 | 11.8646 | 9.7421
| HP - Non-Ducted ≥ 6 stars (≥ 3.75) | 11.2857 | 10.9797 | 9.6275 | 9.5479 | 9.9723 | 12.6877 | 11.863 | 9.7404
| Other or None Specified | 11.2919 | 10.9845 | 9.6327 | 9.5529 | 9.9772 | 12.6921 | 11.8675 | 9.7455
Gas - Non Ducted | Evaporative | 13.3399 | 12.9425 | 11.5996 | 11.4997 | 11.9562 | 14.6463 | 13.8202 | 11.6918
| HP - Ducted < 3 stars (< 2.25) | 13.3459 | 12.9498 | 11.6069 | 11.5076 | 11.9637 | 14.653 | 13.8272 | 11.6995
< 3Stars | HP - Ducted < 4.5 stars (< 3) | 13.3446 | 12.9485 | 11.6056 | 11.5062 | 11.9624 | 14.6517 | 13.8259 | 11.6982
0 | HP - Ducted < 6 stars (< 3.75) | 13.3426 | 12.9466 | 11.6036 | 11.5043 | 11.9604 | 14.6497 | 13.8239 | 11.6962
| HP - Ducted ≥ 6 stars (≥ 3.75) | 13.3406 | 12.9446 | 11.6016 | 11.5023 | 11.9584 | 14.6478 | 13.8219 | 11.6943
| HP - Non-Ducted < 3 stars (< 2.25) | 13.344 | 12.949 | 11.6057 | 11.5064 | 11.9627 | 14.6525 | 13.8265 | 11.6984
| HP - Non-Ducted < 4.5 stars (< 3) | 13.3429 | 12.9479 | 11.6046 | 11.5053 | 11.9616 | 14.6514 | 13.8255 | 11.6973
| HP - Non-Ducted < 6 stars (< 3.75) | 13.3413 | 12.9462 | 11.6029 | 11.5037 | 11.96 | 14.6497 | 13.8238 | 11.6957
| HP - Non-Ducted ≥ 6 stars (≥ 3.75) | 13.3396 | 12.9446 | 11.6013 | 11.502 | 11.9583 | 14.6481 | 13.8222 | 11.694
| Other or None Specified | 13.3459 | 12.9498 | 11.6069 | 11.5076 | 11.9637 | 14.653 | 13.8272 | 11.6995
Gas - Non Ducted | Evaporative | 12.6567 | 12.2593 | 10.9164 | 10.8165 | 11.2729 | 13.963 | 13.137 | 11.0085
| HP - Ducted < 3 stars (< 2.25) | 12.6626 | 12.2666 | 10.9236 | 10.8243 | 11.2804 | 13.9698 | 13.1439 | 11.0163
< 4.5Stars | HP - Ducted < 4.5 stars (< 3) | 12.6613 | 12.2653 | 10.9223 | 10.823 | 11.2791 | 13.9684 | 13.1426 | 11.0149
0 | HP - Ducted < 6 stars (< 3.75) | 12.6594 | 12.2633 | 10.9203 | 10.821 | 11.2771 | 13.9665 | 13.1407 | 11.013
| HP - Ducted ≥ 6 stars (≥ 3.75) | 12.6574 | 12.2613 | 10.9184 | 10.819 | 11.2751 | 13.9645 | 13.1387 | 11.011
| HP - Non-Ducted < 3 stars (< 2.25) | 12.6607 | 12.2657 | 10.9224 | 10.8231 | 11.2794 | 13.9692 | 13.1433 | 11.0151
| HP - Non-Ducted < 4.5 stars (< 3) | 12.6597 | 12.2646 | 10.9213 | 10.822 | 11.2783 | 13.9681 | 13.1422 | 11.014
| HP - Non-Ducted < 6 stars (< 3.75) | 12.658 | 12.263 | 10.9197 | 10.8204 | 11.2767 | 13.9665 | 13.1405 | 11.0124
| HP - Non-Ducted ≥ 6 stars (≥ 3.75) | 12.6564 | 12.2613 | 10.918 | 10.8188 | 11.2751 | 13.9648 | 13.1389 | 11.0108
| Other or None Specified | 12.6626 | 12.2666 | 10.9236 | 10.8243 | 11.2804 | 13.9698 | 13.1439 | 11.0163
Gas - Non Ducted | Evaporative | 11.6318 | 11.2344 | 9.8915 | 9.7916 | 10.248 | 12.9381 | 12.1121 | 9.9836
| HP - Ducted < 3 stars (< 2.25) | 11.6377 | 11.2417 | 9.8987 | 9.7994 | 10.2555 | 12.9448 | 12.119 | 9.9914
< 6Stars | HP - Ducted < 4.5 stars (< 3) | 11.6364 | 11.2404 | 9.8974 | 9.7981 | 10.2542 | 12.9435 | 12.1177 | 9.99
0 | HP - Ducted < 6 stars (< 3.75) | 11.6345 | 11.2384 | 9.8954 | 9.7961 | 10.2522 | 12.9416 | 12.1157 | 9.9881
| HP - Ducted ≥ 6 stars (≥ 3.75) | 11.6325 | 11.2364 | 9.8935 | 9.7941 | 10.2502 | 12.9396 | 12.1138 | 9.9861
| HP - Non-Ducted < 3 stars (< 2.25) | 11.6358 | 11.2408 | 9.8975 | 9.7982 | 10.2545 | 12.9443 | 12.1184 | 9.9902
| HP - Non-Ducted < 4.5 stars (< 3) | 11.6347 | 11.2397 | 9.8964 | 9.7971 | 10.2534 | 12.9432 | 12.1173 | 9.9891
| HP - Non-Ducted < 6 stars (< 3.75) | 11.6331 | 11.2381 | 9.8948 | 9.7955 | 10.2518 | 12.9415 | 12.1156 | 9.9875
| HP - Non-Ducted ≥ 6 stars (≥ 3.75) | 11.6315 | 11.2364 | 9.8931 | 9.7939 | 10.2502 | 12.9399 | 12.114 | 9.9859
| Other or None Specified | 11.6377 | 11.2417 | 9.8987 | 9.7994 | 10.2555 | 12.9448 | 12.119 | 9.9914
Gas - Non Ducted | Evaporative | 10.6069 | 10.2095 | 8.8666 | 8.7666 | 9.2231 | 11.9132 | 11.0872 | 8.9587
| HP - Ducted < 3 stars (< 2.25) | 10.6128 | 10.2168 | 8.8738 | 8.7745 | 9.2306 | 11.9199 | 11.0941 | 8.9664
≥ 6Stars | HP - Ducted < 4.5 stars (< 3) | 10.6115 | 10.2155 | 8.8725 | 8.7732 | 9.2293 | 11.9186 | 11.0928 | 8.9651
0 | HP - Ducted < 6 stars (< 3.75) | 10.6096 | 10.2135 | 8.8705 | 8.7712 | 9.2273 | 11.9167 | 11.0908 | 8.9632
| HP - Ducted ≥ 6 stars (≥ 3.75) | 10.6076 | 10.2115 | 8.8686 | 8.7692 | 9.2253 | 11.9147 | 11.0889 | 8.9612
| HP - Non-Ducted < 3 stars (< 2.25) | 10.6109 | 10.2159 | 8.8726 | 8.7733 | 9.2296 | 11.9194 | 11.0935 | 8.9653
| HP - Non-Ducted < 4.5 stars (< 3) | 10.6098 | 10.2148 | 8.8715 | 8.7722 | 9.2285 | 11.9183 | 11.0924 | 8.9642
| HP - Non-Ducted < 6 stars (< 3.75) | 10.6082 | 10.2132 | 8.8699 | 8.7706 | 9.2269 | 11.9166 | 11.0907 | 8.9626
| HP - Non-Ducted ≥ 6 stars (≥ 3.75) | 10.6066 | 10.2115 | 8.8682 | 8.769 | 9.2253 | 11.915 | 11.0891 | 8.961
| Other or None Specified | 10.6128 | 10.2168 | 8.8738 | 8.7745 | 9.2306 | 11.9199 | 11.0941 | 8.9664
NCC Climate Zone |  | 8 | HEAT PUMP HEATING TYPES |  |  |  |  | State | TAS
Col 1 | Col 2 | Col 3 | Col 4 | Col 5 | Col 6 | Col 7 | Col 8 | Col 9 | Col 10
Main Type of Heater | Main type of Cooler | Electric Storage (peak) | Electric Storage (off peak) | Heat Pump (Standard) | Heat Pump (off-peak) | Solar electric (Standard) | Gas storage | Gas Instantaneous | Solar Gas
Heat Pump - Ducted | Evaporative | 6.3462 | 5.5921 | 4.4217 | 4.2134 | 4.8328 | 7.1755 | 6.3904 | 4.3829
| HP - Ducted < 3 stars (< 2.25) | 6.3559 | 5.6014 | 4.4317 | 4.2232 | 4.8423 | 7.1842 | 6.3993 | 4.3926
< 3 Stars (< 2.25) | HP - Ducted < 4.5 stars (< 3) | 6.3546 | 5.6001 | 4.4304 | 4.2219 | 4.841 | 7.1829 | 6.398 | 4.3913
0 | HP - Ducted < 6 stars (< 3.75) | 6.3527 | 5.5981 | 4.4284 | 4.2199 | 4.839 | 7.1809 | 6.396 | 4.3893
| HP - Ducted ≥ 6 stars (≥ 3.75) | 6.3507 | 5.5961 | 4.4264 | 4.2179 | 4.8371 | 7.179 | 6.3941 | 4.3873
| HP - Non-Ducted < 3 stars (< 2.25) | 6.354 | 5.5994 | 4.4297 | 4.2212 | 4.8404 | 7.1824 | 6.3974 | 4.3906
| HP - Non-Ducted < 4.5 stars (< 3) | 6.3529 | 5.5983 | 4.4286 | 4.2201 | 4.8393 | 7.1813 | 6.3963 | 4.3895
| HP - Non-Ducted < 6 stars (< 3.75) | 6.3513 | 5.5967 | 4.427 | 4.2185 | 4.8376 | 7.1797 | 6.3947 | 4.3879
| HP - Non-Ducted ≥ 6 stars (≥ 3.75) | 6.3496 | 5.595 | 4.4253 | 4.2168 | 4.836 | 7.1781 | 6.393 | 4.3862
| Other or None Specified | 6.3559 | 5.6014 | 4.4317 | 4.2232 | 4.8423 | 7.1842 | 6.3993 | 4.3926
Heat Pump - Ducted | Evaporative | 6.0264 | 5.2723 | 4.1019 | 3.8935 | 4.513 | 6.8557 | 6.0705 | 4.063
| HP - Ducted < 3 stars (< 2.25) | 6.0361 | 5.2815 | 4.1118 | 3.9033 | 4.5225 | 6.8644 | 6.0795 | 4.0727
< 4.5 Stars (< 3.0) | HP - Ducted < 4.5 stars (< 3) | 6.0348 | 5.2802 | 4.1105 | 3.902 | 4.5212 | 6.8631 | 6.0782 | 4.0714
0 | HP - Ducted < 6 stars (< 3.75) | 6.0328 | 5.2783 | 4.1085 | 3.9001 | 4.5192 | 6.8611 | 6.0762 | 4.0695
| HP - Ducted ≥ 6 stars (≥ 3.75) | 6.0308 | 5.2763 | 4.1066 | 3.8981 | 4.5172 | 6.8591 | 6.0742 | 4.0675
| HP - Non-Ducted < 3 stars (< 2.25) | 6.0342 | 5.2796 | 4.1099 | 3.9014 | 4.5205 | 6.8626 | 6.0776 | 4.0708
| HP - Non-Ducted < 4.5 stars (< 3) | 6.0331 | 5.2785 | 4.1088 | 3.9003 | 4.5194 | 6.8615 | 6.0765 | 4.0697
| HP - Non-Ducted < 6 stars (< 3.75) | 6.0314 | 5.2768 | 4.1071 | 3.8986 | 4.5178 | 6.8599 | 6.0748 | 4.068
| HP - Non-Ducted ≥ 6 stars (≥ 3.75) | 6.0298 | 5.2752 | 4.1055 | 3.897 | 4.5162 | 6.8582 | 6.0732 | 4.0664
| Other or None Specified | 6.0361 | 5.2815 | 4.1118 | 3.9033 | 4.5225 | 6.8644 | 6.0795 | 4.0727
Heat Pump - Ducted | Evaporative | 5.5466 | 4.7925 | 3.6221 | 3.4138 | 4.0332 | 6.3759 | 5.5908 | 3.5833
| HP - Ducted < 3 stars (< 2.25) | 5.5563 | 4.8018 | 3.6321 | 3.4236 | 4.0427 | 6.3846 | 5.5997 | 3.593
< 6 Stars (< 3.75) | HP - Ducted < 4.5 stars (< 3) | 5.555 | 4.8005 | 3.6308 | 3.4223 | 4.0414 | 6.3833 | 5.5984 | 3.5917
0 | HP - Ducted < 6 stars (< 3.75) | 5.5531 | 4.7985 | 3.6288 | 3.4203 | 4.0394 | 6.3813 | 5.5965 | 3.5897
| HP - Ducted ≥ 6 stars (≥ 3.75) | 5.5511 | 4.7965 | 3.6268 | 3.4183 | 4.0375 | 6.3794 | 5.5945 | 3.5877
| HP - Non-Ducted < 3 stars (< 2.25) | 5.5544 | 4.7998 | 3.6301 | 3.4216 | 4.0408 | 6.3828 | 5.5978 | 3.591
| HP - Non-Ducted < 4.5 stars (< 3) | 5.5533 | 4.7987 | 3.629 | 3.4205 | 4.0397 | 6.3818 | 5.5967 | 3.5899
| HP - Non-Ducted < 6 stars (< 3.75) | 5.5517 | 4.7971 | 3.6274 | 3.4189 | 4.038 | 6.3801 | 5.5951 | 3.5883
| HP - Non-Ducted ≥ 6 stars (≥ 3.75) | 5.55 | 4.7954 | 3.6257 | 3.4172 | 4.0364 | 6.3785 | 5.5934 | 3.5866
| Other or None Specified | 5.5563 | 4.8018 | 3.6321 | 3.4236 | 4.0427 | 6.3846 | 5.5997 | 3.593
Heat Pump - Ducted | Evaporative | 5.0669 | 4.3128 | 3.1424 | 2.934 | 3.5535 | 5.8962 | 5.111 | 3.1035
| HP - Ducted < 3 stars (< 2.25) | 5.0766 | 4.322 | 3.1523 | 2.9438 | 3.563 | 5.9049 | 5.12 | 3.1132
≥ 6 Stars (≥ 3.75) | HP - Ducted < 4.5 stars (< 3) | 5.0753 | 4.3207 | 3.151 | 2.9425 | 3.5617 | 5.9036 | 5.1187 | 3.1119
0 | HP - Ducted < 6 stars (< 3.75) | 5.0733 | 4.3187 | 3.149 | 2.9405 | 3.5597 | 5.9016 | 5.1167 | 3.1099
| HP - Ducted ≥ 6 stars (≥ 3.75) | 5.0713 | 4.3168 | 3.1471 | 2.9386 | 3.5577 | 5.8996 | 5.1147 | 3.108
| HP - Non-Ducted < 3 stars (< 2.25) | 5.0746 | 4.32 | 3.1504 | 2.9419 | 3.561 | 5.9031 | 5.1181 | 3.1113
| HP - Non-Ducted < 4.5 stars (< 3) | 5.0735 | 4.3189 | 3.1493 | 2.9408 | 3.5599 | 5.902 | 5.117 | 3.1102
| HP - Non-Ducted < 6 stars (< 3.75) | 5.0719 | 4.3173 | 3.1476 | 2.9391 | 3.5583 | 5.9004 | 5.1153 | 3.1085
| HP - Non-Ducted ≥ 6 stars (≥ 3.75) | 5.0703 | 4.3157 | 3.146 | 2.9375 | 3.5566 | 5.8987 | 5.1137 | 3.1069
| Other or None Specified | 5.0766 | 4.322 | 3.1523 | 2.9438 | 3.563 | 5.9049 | 5.12 | 3.1132
Heat Pump - Non Ducted | Evaporative | 5.7973 | 5.0353 | 3.8728 | 3.6584 | 4.2812 | 6.6188 | 5.8324 | 3.8283
| HP - Ducted < 3 stars (< 2.25) | 5.8072 | 5.0448 | 3.8829 | 3.6683 | 4.2909 | 6.6277 | 5.8417 | 3.8384
< 3 Stars (< 2.25) | HP - Ducted < 4.5 stars (< 3) | 5.8059 | 5.0435 | 3.8816 | 3.667 | 4.2895 | 6.6264 | 5.8404 | 3.8371
0 | HP - Ducted < 6 stars (< 3.75) | 5.8039 | 5.0415 | 3.8796 | 3.665 | 4.2876 | 6.6244 | 5.8384 | 3.8351
| HP - Ducted ≥ 6 stars (≥ 3.75) | 5.802 | 5.0396 | 3.8777 | 3.6631 | 4.2856 | 6.6224 | 5.8365 | 3.8331
| HP - Non-Ducted < 3 stars (< 2.25) | 5.8053 | 5.0428 | 3.8809 | 3.6663 | 4.2889 | 6.6258 | 5.8397 | 3.8364
| HP - Non-Ducted < 4.5 stars (< 3) | 5.8042 | 5.0418 | 3.8798 | 3.6652 | 4.2878 | 6.6247 | 5.8386 | 3.8353
| HP - Non-Ducted < 6 stars (< 3.75) | 5.8025 | 5.0401 | 3.8781 | 3.6636 | 4.2862 | 6.6231 | 5.837 | 3.8336
| HP - Non-Ducted ≥ 6 stars (≥ 3.75) | 5.8009 | 5.0385 | 3.8765 | 3.6619 | 4.2846 | 6.6214 | 5.8353 | 3.832
| Other or None Specified | 5.8072 | 5.0448 | 3.8829 | 3.6683 | 4.2909 | 6.6277 | 5.8417 | 3.8384
Heat Pump - Non Ducted | Evaporative | 5.5264 | 4.7644 | 3.6019 | 3.3874 | 4.0103 | 6.3478 | 5.5615 | 3.5574
| HP - Ducted < 3 stars (< 2.25) | 5.5363 | 4.7739 | 3.612 | 3.3974 | 4.0199 | 6.3568 | 5.5708 | 3.5674
< 4.5 Stars (< 3.0) | HP - Ducted < 4.5 stars (< 3) | 5.535 | 4.7726 | 3.6107 | 3.3961 | 4.0186 | 6.3554 | 5.5695 | 3.5661
0 | HP - Ducted < 6 stars (< 3.75) | 5.533 | 4.7706 | 3.6087 | 3.3941 | 4.0166 | 6.3535 | 5.5675 | 3.5642
| HP - Ducted ≥ 6 stars (≥ 3.75) | 5.531 | 4.7686 | 3.6067 | 3.3921 | 4.0146 | 6.3515 | 5.5655 | 3.5622
| HP - Non-Ducted < 3 stars (< 2.25) | 5.5343 | 4.7719 | 3.6099 | 3.3954 | 4.018 | 6.3549 | 5.5688 | 3.5654
| HP - Non-Ducted < 4.5 stars (< 3) | 5.5332 | 4.7708 | 3.6088 | 3.3943 | 4.0169 | 6.3538 | 5.5677 | 3.5643
| HP - Non-Ducted < 6 stars (< 3.75) | 5.5316 | 4.7692 | 3.6072 | 3.3926 | 4.0152 | 6.3521 | 5.566 | 3.5627
| HP - Non-Ducted ≥ 6 stars (≥ 3.75) | 5.53 | 4.7675 | 3.6055 | 3.391 | 4.0136 | 6.3505 | 5.5644 | 3.561
| Other or None Specified | 5.5363 | 4.7739 | 3.612 | 3.3974 | 4.0199 | 6.3568 | 5.5708 | 3.5674
Heat Pump - Non Ducted | Evaporative | 5.12 | 4.3579 | 3.1955 | 2.981 | 3.6038 | 5.9414 | 5.1551 | 3.151
| HP - Ducted < 3 stars (< 2.25) | 5.1299 | 4.3675 | 3.2056 | 2.9909 | 3.6135 | 5.9503 | 5.1643 | 3.161
< 6 Stars (< 3.75) | HP - Ducted < 4.5 stars (< 3) | 5.1285 | 4.3661 | 3.2042 | 2.9896 | 3.6122 | 5.949 | 5.163 | 3.1597
0 | HP - Ducted < 6 stars (< 3.75) | 5.1266 | 4.3642 | 3.2023 | 2.9877 | 3.6102 | 5.947 | 5.1611 | 3.1577
| HP - Ducted ≥ 6 stars (≥ 3.75) | 5.1246 | 4.3622 | 3.2003 | 2.9857 | 3.6082 | 5.9451 | 5.1591 | 3.1558
| HP - Non-Ducted < 3 stars (< 2.25) | 5.1279 | 4.3655 | 3.2035 | 2.9889 | 3.6116 | 5.9484 | 5.1623 | 3.159
| HP - Non-Ducted < 4.5 stars (< 3) | 5.1268 | 4.3644 | 3.2024 | 2.9878 | 3.6105 | 5.9473 | 5.1612 | 3.1579
| HP - Non-Ducted < 6 stars (< 3.75) | 5.1252 | 4.3627 | 3.2008 | 2.9862 | 3.6088 | 5.9457 | 5.1596 | 3.1563
| HP - Non-Ducted ≥ 6 stars (≥ 3.75) | 5.1235 | 4.3611 | 3.1991 | 2.9846 | 3.6072 | 5.9441 | 5.158 | 3.1546
| Other or None Specified | 5.1299 | 4.3675 | 3.2056 | 2.9909 | 3.6135 | 5.9503 | 5.1643 | 3.161
Heat Pump - Non Ducted | Evaporative | 4.7135 | 3.9515 | 2.789 | 2.5745 | 3.1974 | 5.535 | 4.7486 | 2.7445
| HP - Ducted < 3 stars (< 2.25) | 4.7234 | 3.961 | 2.7991 | 2.5845 | 3.2071 | 5.5439 | 4.7579 | 2.7546
≥ 6 Stars (≥ 3.75) | HP - Ducted < 4.5 stars (< 3) | 4.7221 | 3.9597 | 2.7978 | 2.5832 | 3.2057 | 5.5426 | 4.7566 | 2.7533
0 | HP - Ducted < 6 stars (< 3.75) | 4.7201 | 3.9577 | 2.7958 | 2.5812 | 3.2038 | 5.5406 | 4.7546 | 2.7513
| HP - Ducted ≥ 6 stars (≥ 3.75) | 4.7182 | 3.9558 | 2.7939 | 2.5793 | 3.2018 | 5.5386 | 4.7527 | 2.7493
| HP - Non-Ducted < 3 stars (< 2.25) | 4.7215 | 3.959 | 2.7971 | 2.5825 | 3.2051 | 5.542 | 4.7559 | 2.7526
| HP - Non-Ducted < 4.5 stars (< 3) | 4.7204 | 3.958 | 2.796 | 2.5814 | 3.204 | 5.5409 | 4.7548 | 2.7515
| HP - Non-Ducted < 6 stars (< 3.75) | 4.7187 | 3.9563 | 2.7943 | 2.5798 | 3.2024 | 5.5393 | 4.7532 | 2.7498
| HP - Non-Ducted ≥ 6 stars (≥ 3.75) | 4.7171 | 3.9547 | 2.7927 | 2.5781 | 3.2008 | 5.5376 | 4.7515 | 2.7482
| Other or None Specified | 4.7234 | 3.961 | 2.7991 | 2.5845 | 3.2071 | 5.5439 | 4.7579 | 2.7546
NCC Climate Zone |  | 8 | OTHER HEATING TYPES |  |  |  |  | State | TAS
Col 1 | Col 2 | Col 3 | Col 4 | Col 5 | Col 6 | Col 7 | Col 8 | Col 9 | Col 10
Main Type of Heater | Main type of Cooler | Electric Storage (peak) | Electric Storage (off peak) | Heat Pump (Standard) | Heat Pump (off-peak) | Solar electric (Standard) | Gas storage | Gas Instantaneous | Solar Gas
Electric - Resistance (Panel) | Evaporative | 13.1393 | 12.5452 | 11.3907 | 11.2224 | 11.7765 | 14.0551 | 13.3132 | 11.3924
| HP - Ducted < 3 stars (< 2.25) | 13.147 | 12.553 | 11.3994 | 11.2309 | 11.7847 | 14.0621 | 13.3206 | 11.4009
| HP - Ducted < 4.5 stars (< 3) | 13.1457 | 12.5517 | 11.3981 | 11.2296 | 11.7834 | 14.0608 | 13.3193 | 11.3995
0 | HP - Ducted < 6 stars (< 3.75) | 13.1437 | 12.5497 | 11.3961 | 11.2276 | 11.7814 | 14.0588 | 13.3173 | 11.3976
| HP - Ducted ≥ 6 stars (≥ 3.75) | 13.1417 | 12.5478 | 11.3942 | 11.2257 | 11.7794 | 14.0568 | 13.3153 | 11.3956
| HP - Non-Ducted < 3 stars (< 2.25) | 13.1449 | 12.5516 | 11.3973 | 11.2293 | 11.7831 | 14.0608 | 13.3192 | 11.3992
| HP - Non-Ducted < 4.5 stars (< 3) | 13.1438 | 12.5505 | 11.3962 | 11.2282 | 11.782 | 14.0597 | 13.3181 | 11.3981
| HP - Non-Ducted < 6 stars (< 3.75) | 13.1421 | 12.5488 | 11.3945 | 11.2265 | 11.7804 | 14.058 | 13.3164 | 11.3965
| HP - Non-Ducted ≥ 6 stars (≥ 3.75) | 13.1405 | 12.5472 | 11.3929 | 11.2249 | 11.7787 | 14.0564 | 13.3148 | 11.3948
| Other or None Specified | 13.147 | 12.553 | 11.3994 | 11.2309 | 11.7847 | 14.0621 | 13.3206 | 11.4009
Wood Heater | Evaporative | 8.7485 | 8.2062 | 6.8852 | 6.7527 | 7.276 | 9.8937 | 9.0694 | 6.9414
| HP - Ducted < 3 stars (< 2.25) | 8.7599 | 8.2174 | 6.8975 | 6.7648 | 7.2877 | 9.904 | 9.0802 | 6.9534
| HP - Ducted < 4.5 stars (< 3) | 8.7586 | 8.2161 | 6.8962 | 6.7635 | 7.2864 | 9.9027 | 9.0789 | 6.9521
0 | HP - Ducted < 6 stars (< 3.75) | 8.7566 | 8.2141 | 6.8942 | 6.7615 | 7.2844 | 9.9007 | 9.0769 | 6.9501
| HP - Ducted ≥ 6 stars (≥ 3.75) | 8.7547 | 8.2121 | 6.8922 | 6.7596 | 7.2824 | 9.8987 | 9.0749 | 6.9481
| HP - Non-Ducted < 3 stars (< 2.25) | 8.7575 | 8.2152 | 6.895 | 6.7624 | 7.2854 | 9.902 | 9.0781 | 6.9509
| HP - Non-Ducted < 4.5 stars (< 3) | 8.7564 | 8.2141 | 6.8939 | 6.7613 | 7.2843 | 9.9009 | 9.077 | 6.9499
| HP - Non-Ducted < 6 stars (< 3.75) | 8.7547 | 8.2124 | 6.8922 | 6.7596 | 7.2826 | 9.8992 | 9.0754 | 6.9482
| HP - Non-Ducted ≥ 6 stars (≥ 3.75) | 8.7531 | 8.2108 | 6.8906 | 6.758 | 7.281 | 9.8976 | 9.0737 | 6.9466
| Other or None Specified | 8.7599 | 8.2174 | 6.8975 | 6.7648 | 7.2877 | 9.904 | 9.0802 | 6.9534
Electric - Resistance (Slab) | Evaporative | 12.5803 | 12.1836 | 10.8375 | 10.7378 | 11.1883 | 13.8806 | 13.0549 | 10.9271
| HP - Ducted < 3 stars (< 2.25) | 12.5892 | 12.1925 | 10.8476 | 10.7476 | 11.1977 | 13.8885 | 13.0633 | 10.9368
| HP - Ducted < 4.5 stars (< 3) | 12.5879 | 12.1912 | 10.8462 | 10.7463 | 11.1964 | 13.8872 | 13.062 | 10.9355
0 | HP - Ducted < 6 stars (< 3.75) | 12.5859 | 12.1892 | 10.8443 | 10.7443 | 11.1944 | 13.8853 | 13.06 | 10.9335
| HP - Ducted ≥ 6 stars (≥ 3.75) | 12.5839 | 12.1873 | 10.8423 | 10.7423 | 11.1925 | 13.8833 | 13.058 | 10.9315
| HP - Non-Ducted < 3 stars (< 2.25) | 12.5868 | 12.1909 | 10.8452 | 10.7458 | 11.196 | 13.8872 | 13.0618 | 10.935
| HP - Non-Ducted < 4.5 stars (< 3) | 12.5857 | 12.1898 | 10.8441 | 10.7447 | 11.1949 | 13.8861 | 13.0607 | 10.9339
| HP - Non-Ducted < 6 stars (< 3.75) | 12.5841 | 12.1882 | 10.8424 | 10.743 | 11.1932 | 13.8844 | 13.0591 | 10.9322
| HP - Non-Ducted ≥ 6 stars (≥ 3.75) | 12.5825 | 12.1865 | 10.8408 | 10.7414 | 11.1916 | 13.8828 | 13.0574 | 10.9306
| Other or None Specified | 12.5892 | 12.1925 | 10.8476 | 10.7476 | 11.1977 | 13.8885 | 13.0633 | 10.9368
Other or None Specified | Evaporative | 6.3462 | 5.5921 | 4.4217 | 4.2134 | 4.8328 | 7.1755 | 6.3904 | 4.3829
| HP - Ducted < 3 stars (< 2.25) | 6.3559 | 5.6014 | 4.4317 | 4.2232 | 4.8423 | 7.1842 | 6.3993 | 4.3926
| HP - Ducted < 4.5 stars (< 3) | 6.3546 | 5.6001 | 4.4304 | 4.2219 | 4.841 | 7.1829 | 6.398 | 4.3913
0 | HP - Ducted < 6 stars (< 3.75) | 6.3527 | 5.5981 | 4.4284 | 4.2199 | 4.839 | 7.1809 | 6.396 | 4.3893
| HP - Ducted ≥ 6 stars (≥ 3.75) | 6.3507 | 5.5961 | 4.4264 | 4.2179 | 4.8371 | 7.179 | 6.3941 | 4.3873
| HP - Non-Ducted < 3 stars (< 2.25) | 6.354 | 5.5994 | 4.4297 | 4.2212 | 4.8404 | 7.1824 | 6.3974 | 4.3906
| HP - Non-Ducted < 4.5 stars (< 3) | 6.3529 | 5.5983 | 4.4286 | 4.2201 | 4.8393 | 7.1813 | 6.3963 | 4.3895
| HP - Non-Ducted < 6 stars (< 3.75) | 6.3513 | 5.5967 | 4.427 | 4.2185 | 4.8376 | 7.1797 | 6.3947 | 4.3879
| HP - Non-Ducted ≥ 6 stars (≥ 3.75) | 6.3496 | 5.595 | 4.4253 | 4.2168 | 4.836 | 7.1781 | 6.393 | 4.3862
| Other or None Specified | 6.3559 | 5.6014 | 4.4317 | 4.2232 | 4.8423 | 7.1842 | 6.3993 | 4.3926